## Instruction
Title | BAMB
Version | 2
Release | 3
Status | IFC2x3
Region | en-EU
Purpose
Outline
Classification System | Uniformat
Phase | TableID | Sheet | From | Till | Count | Ratio | Key | This spreadsheet supports the exchange of building, system and product information through the life of the project.
All Phases |  |  | 0 | 2019-04-26 12:00 | 99 | 33.3614 | Additional information per Object | Individual worksheets are organized by project phase as shown below
All Phases | 1 | Contact | 0 | 0 | 2 | 0.024691 | Contacts per Object | People and Companies
Early Design Worksheets | 0 | Facility | 0 | 0 | 1 |  |  | Project, Site, and Facility, Design Scenario
Early Design Worksheets | 2 | Floor | 0 | 0 | 2 | 2 | Floors per Facility | Vertical levels and exterior areas
Early Design Worksheets | 3 | Space | 2019-04-26 12:00 | 2019-04-26 12:00 | 2 | 1 | Spaces per Floor | Spaces and Rooms
Early Design Worksheets | 4 | Zone | 0 | 0 | 0 | #DIV/0! | Spaces per Zone | Sets of spaces sharing a specific function
Early Design Worksheets | 5 | Type | 0 | 0 | 76 | 0.15789 | Components per Type | Types of equipment, products, and materials
Detailed Design Worksheets | 6 | Component | 0 | 0 | 12 | #DIV/0! | Components per Space | Individually named or schedule items
Detailed Design Worksheets | 7 | System | 2019-04-26 12:00 | 2019-04-26 12:00 | 1 | 12 | Components per System | Sets of components providing a service
Detailed Design Worksheets | 8 | Assembly | 2018-11-10 19:41 | 2018-11-10 19:41 | 1 | 0.010753 | Assemblies per Object | Constituents for Types, Components and others
Detailed Design Worksheets | 9 | Connection | 2018-11-10 19:41 | 2018-11-10 19:41 | 1 | 0.010753 | Connections per Object | Logical connections between components / types
Construction Worksheets | [7 empty] | Note: all submittals added under Documents with approvals
Construction Worksheets | [7 empty] | Note: manufacturer, model, serial, and tag added on Component
Operations and Maintenance Worksheets | 10 | Spare | 2018-11-10 19:41 | 2018-11-10 19:41 | 1 | 0.013158 | Spares per Type | Onsite and replacement parts
Operations and Maintenance Worksheets | 11 | Resource | 2018-11-10 19:41 | 2018-11-10 19:41 | 1 | 0.013158 | Resources per Type | Required materials, tools, and training
Operations and Maintenance Worksheets | 12 | Job | 2019-04-26 12:00 | 2019-04-26 12:00 | 1 | 0.013158 | Jobs per Type | PM, Safety, and other job plans
All Phases | 13 | Impact | 2019-04-26 12:00 | 2019-04-26 12:00 | 1 | 0.010638 | Impacts per Object | Economic, Environmental and Social Impacts at various stages in the life cycle
All Phases | 14 | Document | 0 | 0 | 1 | 0.010638 |  | All applicable document references
All Phases | 15 | Attribute | 0 | 0 | 2646 | 28.1489 |  | Properties of referenced item
All Phases | 16 | Coordinate | 2019-04-26 12:00 | 2019-04-26 12:00 | 3 | 0.031915 |  | Spatial locations in box, line, or point format
All Phases | 17 | Issue | 2019-04-26 12:00 | 2019-04-26 12:00 | 1 | 0.010638 |  | Other issues required for handover.
All Phases | 18 | Phase
Legend
| text | required
| text | reference to other sheet or pick list
| text | external reference
| text | if specified as required
| text | secondary information when preparing product data
| text | Value that may be calculated from other data.
NOTES:
Note: Regional, owner, or product specific data may be added as new columns to the right of standard template columns.
Note: Regional classification codes may be substituted for the specifiable picklists used in the United States.
Header
Copyright | USACE ERDC | (c) 2006-2011
Formulas:
From = MIN([From, row below]:D31)
From = IF([Count]>0,MIN(Assembly!C:C),"")
Till = MAX([Till, row below]:E31)
Till = IF([Count]>0,MAX(Assembly!C:C),"")

## Contact
Email | CreatedBy | CreatedOn | Category | Company | Phone | ExtSystem | ExtObject | ExtIdentifier | Department | OrganizationCode | GivenName | FamilyName | Street | PostalBox | Town | StateRegion | PostalCode | Country
bamb@bre.co.uk | bamb@bre.co.uk | 2018-10-24T00:00:00 | n/a | n/a | n/a | BAMB_Spreadsheet | IfcPersonAndOrganization | bamb@bre.co.uk | n/a | n/a | bamb | n/a | n/a | n/a | n/a | n/a | n/a | n/a
n/a@unknown.com | bamb@bre.co.uk | 2018-10-24T00:00:00 | n/a | n/a | n/a | BAMB_Spreadsheet | IfcPersonAndOrganization | bamb@bre.co.uk | n/a | n/a | bamb | n/a | n/a | n/a | n/a | n/a | n/a | n/a

## Facility
Name | CreatedBy | CreatedOn | Category | ProjectName | SiteName | LinearUnits | AreaUnits | VolumeUnits | CurrencyUnit | MassUnits | DurationUnits | AreaMeasurement | ExternalSystem | Project_ExtObject | Project_ExternalId | Site_ExtObject | Site_ExternalId | ExternalEntity | ExternalId | Description | Project_Description | Site_Description | Phase
BRIC1 Phase 1 Non-CE | bamb@bre.co.uk | 2018-10-24T00:00:00 | n/a | BRIC | Anon | millimeters | square meters | cubic meters | EUR | kilograms | second | n/a | BRIC_Spreadsheet | BRIC 1 - No Circular Economy | BRIC1 Phase 1 Non-CE | IfcSite | DC7BA16C-5011-B52B-0113-2421EA7D6499 | IfcBuilding | 3mb3Is0ED1k9fL_Dnvz$6t | BRIC1 Phase 1 Non-CE | BRIC1 Phase 1 Non-CE | Surface:300887 | Project Status

## Floor
Name | CreatedBy | CreatedOn | Category | ExtSystem | ExtObject | ExtIdentifier | Description | Elevation | Height
Level 0 | bamb@bre.co.uk | 2018-10-24T00:00:00 | n/a | BRIC_Spreadsheet | IfcBuildingStorey | E6133465-7CAA-DF85-3946-FC4B3AE8F6DB | Level 0 | 0 | 4000
Level 1 | bamb@bre.co.uk | 2018-10-24T00:00:00 | n/a | BRIC_Spreadsheet | IfcBuildingStorey | B98F455B-9783-51FC-A072-26F053537D4A | Level 1 | 4000 | 4000

## Space
Name | CreatedBy | CreatedOn | Category | FloorName | Description | ExtSystem | ExtObject | ExtIdentifier | RoomTag | UsableHeight | GrossArea | NetArea | Volume
Space1 | bamb@bre.co.uk | 2019-04-26 12:00 | n/a | Level 0 | Space1 | BRIC_Spreadsheet | IfcSpace | 8ADC772E-CBC4-6555-D25B-C546A09F4C2B | Space1 | 4000 | 5000 | 5000 | 20000
Space2 | bamb@bre.co.uk | 2019-04-26 12:00 | n/a | Level 1 | Space2 | BRIC_Spreadsheet | IfcSpace | 954A226E-4279-66AE-2D86-6719AE5E3766 | Space2 | 4000 | 5000 | 5000 | 20000

## Zone
Name | CreatedBy | CreatedOn | Category | SpaceNames | ExtSystem | ExtObject | ExtIdentifier | Description

## Type
Name | CreatedBy | CreatedOn | Category | Description | AssetType | Manufacturer | ModelNumber | WarrantyGuarantorParts | WarrantyDurationParts | WarrantyGuarantorLabor | WarrantyDurationLabor | WarrantyDurationUnit | ExtSystem | ExtObject | ExtIdentifier | ReplacementCost | ExpectedLife | Units_Duration | WarrantyDescription | NominalLength | NominalWidth | NominalHeight | ModelReference | Shape | Size | Color | Finish | Grade | Material | Constituents | Features | AccessibilityPerformance | CodePerformance | SustainabilityPerformance | MassDensity | MaterialAdjustment
GroundFloor | bamb@bre.co.uk | 2018-10-24T00:00:00 | n/a | Ground Floor | Fixed | bamb@bre.co.uk | n/a | n/a@unknown.com | n/a | n/a@unknown.com | n/a | year | BRIC_Spreadsheet | IfcSlab | 0EEA07D3-30C0-1BDB-4D00-DFE7E9332E64 | n/a | n/a | year | n/a | n/a | n/a | n/a | n/a | n/a | n/a | n/a | Groundfloor-MDF; Groundfloor-Floorfinishes:parquet; | n/a | Groundfloor-TimberJoist(softwood); Groundfloor-Cork; Groundfloor-Woodwool; Groundfloor-OSB; Groundfloor-AcousticPanel:cementboard; | n/a | n/a | n/a | n/a | n/a | n/a | n/a
TimberFrame | bamb@bre.co.uk | 2018-10-24T00:00:00 | n/a | Timber Frame | Fixed | bamb@bre.co.uk | n/a | n/a@unknown.com | n/a | n/a@unknown.com | n/a | year | BRIC_Spreadsheet | IfcWallType | 8098AE41-EAD5-F5E9-AFF3-B59DB7FCAA4A | n/a | n/a | year | n/a | n/a | n/a | n/a | n/a | n/a | n/a | n/a | TimberFrame-ExternalColumns:SoftWood; TimberFrame-Beam-Roof:SoftWood | n/a | TimberFrame-InternalColumnsType1:SoftWood; TimberFrame-InternalColumnsType2:SoftWood; | n/a | n/a | n/a | n/a | n/a | n/a | n/a
Mezzanine | bamb@bre.co.uk | 2018-10-24T00:00:00 | n/a | Mezzanine | Fixed | bamb@bre.co.uk | n/a | n/a@unknown.com | n/a | n/a@unknown.com | n/a | year | BRIC_Spreadsheet | IfcSlab | 8BEE9167-B845-F837-52DB-B9C0A6EC849A | n/a | n/a | year | n/a | n/a | n/a | n/a | n/a | n/a | n/a | n/a | Mezzanine-RockPanel; Mezzanine-Floorfinishes:parquet; | n/a | Mezzanine-Joist(softwood); Mezzanine-OSB; Mezzanine-AcousticPanel:cementboard; | n/a | n/a | n/a | n/a | n/a | n/a | n/a
PichedRoof | bamb@bre.co.uk | 2018-10-24T00:00:00 | n/a | Piched Roof | Fixed | bamb@bre.co.uk | n/a | n/a@unknown.com | n/a | n/a@unknown.com | n/a | year | BRIC_Spreadsheet | IfcRoof | BA99AC60-2E56-2BF0-17F6-B5F59A549651 | n/a | n/a | year | n/a | n/a | n/a | n/a | n/a | n/a | n/a | n/a | PichedRoof-Raftersintimberfin(softwood); PichedRoof-OSB_2; | n/a | PichedRoof-WaterproofMembrane; PichedRoof-OSB_1; PichedRoof-TimberJoist; PichedRoof-Woodwool; | n/a | n/a | n/a | n/a | n/a | n/a | n/a
PichedRoofCovering | bamb@bre.co.uk | 2018-10-24T00:00:00 | n/a | Pich Roof Covering | Fixed | bamb@bre.co.uk | n/a | n/a@unknown.com | n/a | n/a@unknown.com | n/a | year | BRIC_Spreadsheet | IfcCovering | 886A5209-90B5-7D40-D7EA-9C309AEDCDE0 | n/a | n/a | year | n/a | n/a | n/a | n/a | n/a | n/a | n/a | n/a | n/a | n/a | PichedRoofCovering-Corrugatedglalvanisedsteelsheet; | n/a | n/a | n/a | n/a | n/a | n/a | n/a
FlatRoof | bamb@bre.co.uk | 2018-10-24T00:00:00 | n/a | Flat Roof | Fixed | bamb@bre.co.uk | n/a | n/a@unknown.com | n/a | n/a@unknown.com | n/a | year | BRIC_Spreadsheet | IfcRoof | 8E6BE87D-72D4-1933-3DED-1F08855C8CFB | n/a | n/a | year | n/a | n/a | n/a | n/a | n/a | n/a | n/a | n/a | FlatRoof-MDF(ref:totem); FlatRoof-InternalCeilingFinishes:RockPanel; | n/a | FlatRoof-OSB; FlatRoof-Cellulose; FlatRoof-Membranepro-climat; FlatRoof-Raftersintimberfin(softwood); | n/a | n/a | n/a | n/a | n/a | n/a | n/a
FlatRoofCovering | bamb@bre.co.uk | 2018-10-24T00:00:00 | n/a | Flat Roof Covering | Fixed | bamb@bre.co.uk | n/a | n/a@unknown.com | n/a | n/a@unknown.com | n/a | year | BRIC_Spreadsheet | IfcCovering | 8AAAA7E1-615C-49DA-96B2-706680EC51F6 | n/a | n/a | year | n/a | n/a | n/a | n/a | n/a | n/a | n/a | n/a | n/a | n/a | FlatRoofCovering-EPDM; | n/a | n/a | n/a | n/a | n/a | n/a | n/a
ExternalWallType_1A | bamb@bre.co.uk | 2018-10-24T00:00:00 | n/a | External Wal lType 1A | Fixed | bamb@bre.co.uk | n/a | n/a@unknown.com | n/a | n/a@unknown.com | n/a | year | BRIC_Spreadsheet | IfcWallType | 35662E1D-96E3-405F-BB91-06F3566878FE | n/a | n/a | year | n/a | n/a | n/a | n/a | n/a | n/a | n/a | n/a | ExternalWallType1A-RockPanel; ExternalWallType1A-Cellulose; | n/a | ExternalWallType1A-BatteninSoftWood; ExternalWallType1A-Caisson-MDF(outersheet); ExternalWallType1A-Caisson-OSB(sidesheet); ExternalWallType1A-Caisson-IJoist(Web)OSB; ExternalWallType1A-Caisson-IJoist(flanges); ExternalWallType1A-Caisson-Woodwool(againstIJoists); ExternalWallType1A-Caisson-OSB(innersheet); | n/a | n/a | n/a | n/a | n/a | n/a | n/a
ExternalWallType_1B | bamb@bre.co.uk | 2018-10-24T00:00:00 | n/a | External Wall Type 1B | Fixed | bamb@bre.co.uk | n/a | n/a@unknown.com | n/a | n/a@unknown.com | n/a | year | BRIC_Spreadsheet | IfcWallType | E6B97846-9E2A-CC3A-97AA-3F27865CFC24 | n/a | n/a | year | n/a | n/a | n/a | n/a | n/a | n/a | n/a | n/a | ExternalWallType1B-RockPanel; ExternalWallType1B-ClayPlasterFinish; | n/a | ExternalWallType1B-BatteninSoftWood; ExternalWallType1B-Caisson-MDF(outersheet); ExternalWallType1B-Caisson-OSB(sidesheet); ExternalWallType1B-Caisson-IJoist(Web)OSB; ExternalWallType1B-Caisson-IJoist(flanges); ExternalWallType1B-Caisson-Woodwool(againstIJoists); ExternalWallType1B-Caisson-OSB(innersheet); ExternalWallType1B-Cellulose; | n/a | n/a | n/a | n/a | n/a | n/a | n/a
ExternalWallType_2 | bamb@bre.co.uk | 2018-10-24T00:00:00 | n/a | External Wall Type 2 | Fixed | bamb@bre.co.uk | n/a | n/a@unknown.com | n/a | n/a@unknown.com | n/a | year | BRIC_Spreadsheet | IfcWallType | 08EBF3B9-F49A-196C-81C3-966AB42F554E | n/a | n/a | year | n/a | n/a | n/a | n/a | n/a | n/a | n/a | n/a | ExternalWallType2-ReclaimedCedarCladding; ExternalWallType2-Cellulose; | n/a | ExternalWallType2-BatteninSoftWood; ExternalWallType2-Caisson-MDF(outersheet); ExternalWallType2-Caisson-OSB(sidesheet); ExternalWallType2-Caisson-IJoist(Web)OSB; ExternalWallType2-Caisson-IJoist(flanges); ExternalWallType2-Caisson-Woodwool(againstIJoists); ExternalWallType2-Caisson-OSB(innersheet); | n/a | n/a | n/a | n/a | n/a | n/a | n/a
ExternalWindows | bamb@bre.co.uk | 2018-10-24T00:00:00 | n/a | External Windows | Fixed | bamb@bre.co.uk | n/a | n/a@unknown.com | n/a | n/a@unknown.com | n/a | year | BRIC_Spreadsheet | IfcWindow | 279908D3-8917-1BAE-A8E5-FB424251B9EF | n/a | n/a | year | n/a | n/a | n/a | n/a | n/a | n/a | n/a | n/a | n/a | n/a | ExternalWindows-TimberFrame; ExternalWindows-Glazing(doubleglazed,sealedunit); | n/a | n/a | n/a | n/a | n/a | n/a | n/a
InternalWallAndPatitions | bamb@bre.co.uk | 2018-10-24T00:00:00 | n/a | Internal Wall And Patitions | Fixed | bamb@bre.co.uk | n/a | n/a@unknown.com | n/a | n/a@unknown.com | n/a | year | BRIC_Spreadsheet | IfcWallType | 38BC04D9-E414-5703-87AE-10647FD631AB | n/a | n/a | year | n/a | n/a | n/a | n/a | n/a | n/a | n/a | n/a | InternalwallsandParitions-ClayPlasterFinish; InternalwallsandParitions-MortarforClayBrick; | n/a | InternalwallsandParitions-ClayBrick | n/a | n/a | n/a | n/a | n/a | n/a | n/a
Groundfloor-MDF | bamb@bre.co.uk | 2018-10-24T00:00:00 | n/a | Ground floor - MDF | Fixed | bamb@bre.co.uk | n/a | n/a@unknown.com | n/a | n/a@unknown.com | n/a | year | BRIC_Spreadsheet | IfcMaterial | 2A0B5EEE-436B-274E-6923-DEB495B1F00A | n/a | 30 | year | n/a | n/a | n/a | n/a | n/a | n/a | n/a | n/a | n/a | n/a | n/a | n/a | n/a | n/a | n/a | n/a | n/a | n/a
Groundfloor-TimberJoist(softwood) | bamb@bre.co.uk | 2018-10-24T00:00:00 | n/a | Ground floor - Timber Joist (soft wood) | Fixed | bamb@bre.co.uk | n/a | n/a@unknown.com | n/a | n/a@unknown.com | n/a | year | BRIC_Spreadsheet | IfcMaterial | AB4CD55D-8840-F505-1390-C7FB7204ECA0 | n/a | 60 | year | n/a | n/a | n/a | n/a | n/a | n/a | n/a | n/a | n/a | n/a | n/a | n/a | n/a | n/a | n/a | n/a | n/a | n/a
Groundfloor-Cork | bamb@bre.co.uk | 2018-10-24T00:00:00 | n/a | Ground floor - Cork | Fixed | bamb@bre.co.uk | n/a | n/a@unknown.com | n/a | n/a@unknown.com | n/a | year | BRIC_Spreadsheet | IfcMaterial | 53984E2C-0B11-0A9E-9A7D-7DC8F1CE3B22 | n/a | 60 | year | n/a | n/a | n/a | n/a | n/a | n/a | n/a | n/a | n/a | n/a | n/a | n/a | n/a | n/a | n/a | n/a | n/a | n/a
Groundfloor-Woodwool | bamb@bre.co.uk | 2018-10-24T00:00:00 | n/a | Ground floor - Wood wool | Fixed | bamb@bre.co.uk | n/a | n/a@unknown.com | n/a | n/a@unknown.com | n/a | year | BRIC_Spreadsheet | IfcMaterial | 63F981CF-19EF-DD30-8E03-FCBB8168407C | n/a | 50 | year | n/a | n/a | n/a | n/a | n/a | n/a | n/a | n/a | n/a | n/a | n/a | n/a | n/a | n/a | n/a | n/a | n/a | n/a
Groundfloor-OSB | bamb@bre.co.uk | 2018-10-24T00:00:00 | n/a | Ground floor - OSB | Fixed | bamb@bre.co.uk | n/a | n/a@unknown.com | n/a | n/a@unknown.com | n/a | year | BRIC_Spreadsheet | IfcMaterial | 8E201B56-91E3-55A2-1603-C825EB4F3DF4 | n/a | 60 | year | n/a | n/a | n/a | n/a | n/a | n/a | n/a | n/a | n/a | n/a | n/a | n/a | n/a | n/a | n/a | n/a | n/a | n/a
Groundfloor-AcousticPanel:cementboard | bamb@bre.co.uk | 2018-10-24T00:00:00 | n/a | Ground floor - Acoustic Panel: cement board | Fixed | bamb@bre.co.uk | n/a | n/a@unknown.com | n/a | n/a@unknown.com | n/a | year | BRIC_Spreadsheet | IfcMaterial | AA74FE8A-5993-ED57-799D-844D2C7A546C | n/a | 60 | year | n/a | n/a | n/a | n/a | n/a | n/a | n/a | n/a | n/a | n/a | n/a | n/a | n/a | n/a | n/a | n/a | n/a | n/a
Groundfloor-Floorfinishes:parquet | bamb@bre.co.uk | 2018-10-24T00:00:00 | n/a | Ground floor - Floor finishes: parquet | Fixed | bamb@bre.co.uk | n/a | n/a@unknown.com | n/a | n/a@unknown.com | n/a | year | BRIC_Spreadsheet | IfcMaterial | C6663985-EAC2-1C4D-0AE1-9E431E3581C5 | n/a | 60 | year | n/a | n/a | n/a | n/a | n/a | n/a | n/a | n/a | n/a | n/a | n/a | n/a | n/a | n/a | n/a | n/a | n/a | n/a
TimberFrame-ExternalColumns:SoftWood | bamb@bre.co.uk | 2018-10-24T00:00:00 | n/a | Timber Frame - External Columns: Soft Wood | Fixed | bamb@bre.co.uk | n/a | n/a@unknown.com | n/a | n/a@unknown.com | n/a | year | BRIC_Spreadsheet | IfcMaterial | 3710A6A9-3B6A-1D6D-3141-2BF7D2989D3B | n/a | 60 | year | n/a | n/a | n/a | n/a | n/a | n/a | n/a | n/a | n/a | n/a | n/a | n/a | n/a | n/a | n/a | n/a | n/a | n/a
TimberFrame-InternalColumnsType1:SoftWood | bamb@bre.co.uk | 2018-10-24T00:00:00 | n/a | Timber Frame - Internal Columns Type 1: Soft Wood | Fixed | bamb@bre.co.uk | n/a | n/a@unknown.com | n/a | n/a@unknown.com | n/a | year | BRIC_Spreadsheet | IfcMaterial | 1F26449C-2E90-1171-8383-2F7DF48A3F5F | n/a | 60 | year | n/a | n/a | n/a | n/a | n/a | n/a | n/a | n/a | n/a | n/a | n/a | n/a | n/a | n/a | n/a | n/a | n/a | n/a
TimberFrame-InternalColumnsType2:SoftWood | bamb@bre.co.uk | 2018-10-24T00:00:00 | n/a | Timber Frame - Internal Columns Type 2: Soft Wood | Fixed | bamb@bre.co.uk | n/a | n/a@unknown.com | n/a | n/a@unknown.com | n/a | year | BRIC_Spreadsheet | IfcMaterial | F5F90099-2309-52F6-8D69-19CFC78BD342 | n/a | 60 | year | n/a | n/a | n/a | n/a | n/a | n/a | n/a | n/a | n/a | n/a | n/a | n/a | n/a | n/a | n/a | n/a | n/a | n/a
TimberFrame-Beam-Roof:SoftWood | bamb@bre.co.uk | 2018-10-24T00:00:00 | n/a | Timber Frame - Beam - Roof: Soft Wood | Fixed | bamb@bre.co.uk | n/a | n/a@unknown.com | n/a | n/a@unknown.com | n/a | year | BRIC_Spreadsheet | IfcMaterial | B9649F16-A086-2164-8487-5291041997DF | n/a | 60 | year | n/a | n/a | n/a | n/a | n/a | n/a | n/a | n/a | n/a | n/a | n/a | n/a | n/a | n/a | n/a | n/a | n/a | n/a
Mezzanine-RockPanel | bamb@bre.co.uk | 2018-10-24T00:00:00 | n/a | Mezzanine - RockPanel | Fixed | bamb@bre.co.uk | n/a | n/a@unknown.com | n/a | n/a@unknown.com | n/a | year | BRIC_Spreadsheet | IfcMaterial | 49F61AC2-9660-7DC6-F5FA-452E773848CC | n/a | 60 | year | n/a | n/a | n/a | n/a | n/a | n/a | n/a | n/a | n/a | n/a | n/a | n/a | n/a | n/a | n/a | n/a | n/a | n/a
Mezzanine-Joist(softwood) | bamb@bre.co.uk | 2018-10-24T00:00:00 | n/a | Mezzanine - Joist (soft wood) | Fixed | bamb@bre.co.uk | n/a | n/a@unknown.com | n/a | n/a@unknown.com | n/a | year | BRIC_Spreadsheet | IfcMaterial | 602218CD-21C8-A415-C0E8-C7990CBEB920 | n/a | 60 | year | n/a | n/a | n/a | n/a | n/a | n/a | n/a | n/a | n/a | n/a | n/a | n/a | n/a | n/a | n/a | n/a | n/a | n/a
Mezzanine-OSB | bamb@bre.co.uk | 2018-10-24T00:00:00 | n/a | Mezzanine - OSB | Fixed | bamb@bre.co.uk | n/a | n/a@unknown.com | n/a | n/a@unknown.com | n/a | year | BRIC_Spreadsheet | IfcMaterial | 17C5BCB3-DDBC-80C5-F6B3-706363960C44 | n/a | 60 | year | n/a | n/a | n/a | n/a | n/a | n/a | n/a | n/a | n/a | n/a | n/a | n/a | n/a | n/a | n/a | n/a | n/a | n/a
Mezzanine-AcousticPanel:cementboard | bamb@bre.co.uk | 2018-10-24T00:00:00 | n/a | Mezzanine - Acoustic Panel: cement board | Fixed | bamb@bre.co.uk | n/a | n/a@unknown.com | n/a | n/a@unknown.com | n/a | year | BRIC_Spreadsheet | IfcMaterial | 2E6C5FE7-8BEE-B15A-6593-11B675D02583 | n/a | 60 | year | n/a | n/a | n/a | n/a | n/a | n/a | n/a | n/a | n/a | n/a | n/a | n/a | n/a | n/a | n/a | n/a | n/a | n/a
Mezzanine-Floorfinishes:parquet | bamb@bre.co.uk | 2018-10-24T00:00:00 | n/a | Mezzanine - Floor finishes: parquet | Fixed | bamb@bre.co.uk | n/a | n/a@unknown.com | n/a | n/a@unknown.com | n/a | year | BRIC_Spreadsheet | IfcMaterial | 9845DAB4-A165-DE8A-BDD7-53387A89A5D7 | n/a | 60 | year | n/a | n/a | n/a | n/a | n/a | n/a | n/a | n/a | n/a | n/a | n/a | n/a | n/a | n/a | n/a | n/a | n/a | n/a
PichedRoof-Raftersintimberfin(softwood) | bamb@bre.co.uk | 2018-10-24T00:00:00 | n/a | Piched Roof - Rafters in timber fin (soft wood) | Fixed | bamb@bre.co.uk | n/a | n/a@unknown.com | n/a | n/a@unknown.com | n/a | year | BRIC_Spreadsheet | IfcMaterial | 234EC876-14B1-9ACB-3EC7-0ABE9322C8CA | n/a | 60 | year | n/a | n/a | n/a | n/a | n/a | n/a | n/a | n/a | n/a | n/a | n/a | n/a | n/a | n/a | n/a | n/a | n/a | n/a
PichedRoof-WaterproofMembrane | bamb@bre.co.uk | 2018-10-24T00:00:00 | n/a | Piched Roof - Waterproof Membrane | Fixed | bamb@bre.co.uk | n/a | n/a@unknown.com | n/a | n/a@unknown.com | n/a | year | BRIC_Spreadsheet | IfcMaterial | 401E4DDC-3B0A-A924-DA42-4D02B508BBF3 | n/a | 60 | year | n/a | n/a | n/a | n/a | n/a | n/a | n/a | n/a | n/a | n/a | n/a | n/a | n/a | n/a | n/a | n/a | n/a | n/a
PichedRoof-OSB_1 | bamb@bre.co.uk | 2018-10-24T00:00:00 | n/a | Piched Roof - OSB_1 | Fixed | bamb@bre.co.uk | n/a | n/a@unknown.com | n/a | n/a@unknown.com | n/a | year | BRIC_Spreadsheet | IfcMaterial | 2B2F21F1-CCF2-F7F6-4A38-726E2E8E7CA7 | n/a | 60 | year | n/a | n/a | n/a | n/a | n/a | n/a | n/a | n/a | n/a | n/a | n/a | n/a | n/a | n/a | n/a | n/a | n/a | n/a
PichedRoof-TimberJoist | bamb@bre.co.uk | 2018-10-24T00:00:00 | n/a | Piched Roof - Timber Joist | Fixed | bamb@bre.co.uk | n/a | n/a@unknown.com | n/a | n/a@unknown.com | n/a | year | BRIC_Spreadsheet | IfcMaterial | C824E6B0-53ED-FC57-E749-F50282566683 | n/a | 60 | year | n/a | n/a | n/a | n/a | n/a | n/a | n/a | n/a | n/a | n/a | n/a | n/a | n/a | n/a | n/a | n/a | n/a | n/a
PichedRoof-Woodwool | bamb@bre.co.uk | 2018-10-24T00:00:00 | n/a | Piched Roof - Wood wool | Fixed | bamb@bre.co.uk | n/a | n/a@unknown.com | n/a | n/a@unknown.com | n/a | year | BRIC_Spreadsheet | IfcMaterial | 9EDA492C-155A-AC07-1C7C-E7E8953310C5 | n/a | 50 | year | n/a | n/a | n/a | n/a | n/a | n/a | n/a | n/a | n/a | n/a | n/a | n/a | n/a | n/a | n/a | n/a | n/a | n/a
PichedRoof-OSB_2 | bamb@bre.co.uk | 2018-10-24T00:00:00 | n/a | Piched Roof - OSB_2 | Fixed | bamb@bre.co.uk | n/a | n/a@unknown.com | n/a | n/a@unknown.com | n/a | year | BRIC_Spreadsheet | IfcMaterial | 243ECD83-6F30-32F9-2B00-4988C5960226 | n/a | 60 | year | n/a | n/a | n/a | n/a | n/a | n/a | n/a | n/a | n/a | n/a | n/a | n/a | n/a | n/a | n/a | n/a | n/a | n/a
PichedRoofCovering-Corrugatedglalvanisedsteelsheet | bamb@bre.co.uk | 2018-10-24T00:00:00 | n/a | Piched Roof Covering - Corrugated glalvanised steel sheet | Fixed | bamb@bre.co.uk | n/a | n/a@unknown.com | n/a | n/a@unknown.com | n/a | year | BRIC_Spreadsheet | IfcMaterial | 852CAC18-C7D6-6762-0134-B50EB11A4AB4 | n/a | 30 | year | n/a | n/a | n/a | n/a | n/a | n/a | n/a | n/a | n/a | n/a | n/a | n/a | n/a | n/a | n/a | n/a | n/a | n/a
FlatRoof-MDF(ref:totem) | bamb@bre.co.uk | 2018-10-24T00:00:00 | n/a | Flat Roof - MDF (ref: totem) | Fixed | bamb@bre.co.uk | n/a | n/a@unknown.com | n/a | n/a@unknown.com | n/a | year | BRIC_Spreadsheet | IfcMaterial | 9CE592AC-356F-99BB-4D86-6107D96A7BD2 | n/a | 30 | year | n/a | n/a | n/a | n/a | n/a | n/a | n/a | n/a | n/a | n/a | n/a | n/a | n/a | n/a | n/a | n/a | n/a | n/a
FlatRoof-OSB | bamb@bre.co.uk | 2018-10-24T00:00:00 | n/a | Flat Roof - OSB | Fixed | bamb@bre.co.uk | n/a | n/a@unknown.com | n/a | n/a@unknown.com | n/a | year | BRIC_Spreadsheet | IfcMaterial | 1003F429-9F5E-11FB-50B7-533E76D42798 | n/a | 60 | year | n/a | n/a | n/a | n/a | n/a | n/a | n/a | n/a | n/a | n/a | n/a | n/a | n/a | n/a | n/a | n/a | n/a | n/a
FlatRoof-Cellulose | bamb@bre.co.uk | 2018-10-24T00:00:00 | n/a | Flat Roof - Cellulose | Fixed | bamb@bre.co.uk | n/a | n/a@unknown.com | n/a | n/a@unknown.com | n/a | year | BRIC_Spreadsheet | IfcMaterial | 03CB9311-A9A5-7EDF-6C90-7F83B9031FC9 | n/a | 60 | year | n/a | n/a | n/a | n/a | n/a | n/a | n/a | n/a | n/a | n/a | n/a | n/a | n/a | n/a | n/a | n/a | n/a | n/a
FlatRoof-Membranepro-climat | bamb@bre.co.uk | 2018-10-24T00:00:00 | n/a | Flat Roof - Membrane pro-climat | Fixed | bamb@bre.co.uk | n/a | n/a@unknown.com | n/a | n/a@unknown.com | n/a | year | BRIC_Spreadsheet | IfcMaterial | 716AA7C6-140A-9BA1-255D-DF6390DB54E4 | n/a | 60 | year | n/a | n/a | n/a | n/a | n/a | n/a | n/a | n/a | n/a | n/a | n/a | n/a | n/a | n/a | n/a | n/a | n/a | n/a
FlatRoof-Raftersintimberfin(softwood) | bamb@bre.co.uk | 2018-10-24T00:00:00 | n/a | Flat Roof - Rafters in timber fin (soft wood) | Fixed | bamb@bre.co.uk | n/a | n/a@unknown.com | n/a | n/a@unknown.com | n/a | year | BRIC_Spreadsheet | IfcMaterial | DDF125A2-3B98-CC9D-4611-E340CF5FADF9 | n/a | 60 | year | n/a | n/a | n/a | n/a | n/a | n/a | n/a | n/a | n/a | n/a | n/a | n/a | n/a | n/a | n/a | n/a | n/a | n/a
FlatRoofCovering-EPDM | bamb@bre.co.uk | 2018-10-24T00:00:00 | n/a | Flat Roof Covering - EPDM | Fixed | bamb@bre.co.uk | n/a | n/a@unknown.com | n/a | n/a@unknown.com | n/a | year | BRIC_Spreadsheet | IfcMaterial | 128C16D2-9691-0D38-34F8-4511B7824068 | n/a | 30 | year | n/a | n/a | n/a | n/a | n/a | n/a | n/a | n/a | n/a | n/a | n/a | n/a | n/a | n/a | n/a | n/a | n/a | n/a
FlatRoof-InternalCeilingFinishes:RockPanel | bamb@bre.co.uk | 2018-10-24T00:00:00 | n/a | Flat Roof - Internal Ceiling Finishes: RockPanel | Fixed | bamb@bre.co.uk | n/a | n/a@unknown.com | n/a | n/a@unknown.com | n/a | year | BRIC_Spreadsheet | IfcMaterial | D09DABE4-B1A2-9B1E-708D-CEC41FC54FAA | n/a | 60 | year | n/a | n/a | n/a | n/a | n/a | n/a | n/a | n/a | n/a | n/a | n/a | n/a | n/a | n/a | n/a | n/a | n/a | n/a
ExternalWallType1A-RockPanel | bamb@bre.co.uk | 2018-10-24T00:00:00 | n/a | External Wall Type 1A - RockPanel | Fixed | bamb@bre.co.uk | n/a | n/a@unknown.com | n/a | n/a@unknown.com | n/a | year | BRIC_Spreadsheet | IfcMaterial | B35C59C9-2A9C-7C00-A93F-D2C4E5F7D585 | n/a | 60 | year | n/a | n/a | n/a | n/a | n/a | n/a | n/a | n/a | n/a | n/a | n/a | n/a | n/a | n/a | n/a | n/a | n/a | n/a
ExternalWallType1A-BatteninSoftWood | bamb@bre.co.uk | 2018-10-24T00:00:00 | n/a | External Wall Type 1A - Batten in Soft Wood | Fixed | bamb@bre.co.uk | n/a | n/a@unknown.com | n/a | n/a@unknown.com | n/a | year | BRIC_Spreadsheet | IfcMaterial | 4DA03CFF-27BB-513B-725F-0C1CD865AAFA | n/a | 60 | year | n/a | n/a | n/a | n/a | n/a | n/a | n/a | n/a | n/a | n/a | n/a | n/a | n/a | n/a | n/a | n/a | n/a | n/a
ExternalWallType1A-Caisson-MDF(outersheet) | bamb@bre.co.uk | 2018-10-24T00:00:00 | n/a | External Wall Type 1A - Caisson - MDF (outer sheet) | Fixed | bamb@bre.co.uk | n/a | n/a@unknown.com | n/a | n/a@unknown.com | n/a | year | BRIC_Spreadsheet | IfcMaterial | 582580BF-A1F0-4FEA-D835-EFAE89AA54FD | n/a | 30 | year | n/a | n/a | n/a | n/a | n/a | n/a | n/a | n/a | n/a | n/a | n/a | n/a | n/a | n/a | n/a | n/a | n/a | n/a
ExternalWallType1A-Caisson-OSB(sidesheet) | bamb@bre.co.uk | 2018-10-24T00:00:00 | n/a | External Wall Type 1A - Caisson - OSB (side sheet) | Fixed | bamb@bre.co.uk | n/a | n/a@unknown.com | n/a | n/a@unknown.com | n/a | year | BRIC_Spreadsheet | IfcMaterial | 69A5BF06-71A9-3FAA-65C9-94D25663661B | n/a | 60 | year | n/a | n/a | n/a | n/a | n/a | n/a | n/a | n/a | n/a | n/a | n/a | n/a | n/a | n/a | n/a | n/a | n/a | n/a
ExternalWallType1A-Caisson-IJoist(Web)OSB | bamb@bre.co.uk | 2018-10-24T00:00:00 | n/a | External Wall Type 1A - Caisson - I Joist (Web) OSB | Fixed | bamb@bre.co.uk | n/a | n/a@unknown.com | n/a | n/a@unknown.com | n/a | year | BRIC_Spreadsheet | IfcMaterial | 407D9C41-8983-FEF7-5C2D-DFBECC01BF4A | n/a | 60 | year | n/a | n/a | n/a | n/a | n/a | n/a | n/a | n/a | n/a | n/a | n/a | n/a | n/a | n/a | n/a | n/a | n/a | n/a
ExternalWallType1A-Caisson-IJoist(flanges) | bamb@bre.co.uk | 2018-10-24T00:00:00 | n/a | External Wall Type 1A - Caisson - I Joist (flanges) | Fixed | bamb@bre.co.uk | n/a | n/a@unknown.com | n/a | n/a@unknown.com | n/a | year | BRIC_Spreadsheet | IfcMaterial | 1CB4A0E1-9BC5-9264-40F1-022A7945247B | n/a | 60 | year | n/a | n/a | n/a | n/a | n/a | n/a | n/a | n/a | n/a | n/a | n/a | n/a | n/a | n/a | n/a | n/a | n/a | n/a
ExternalWallType1A-Caisson-Woodwool(againstIJoists) | bamb@bre.co.uk | 2018-10-24T00:00:00 | n/a | External Wall Type 1A - Caisson - Wood wool (against I Joists) | Fixed | bamb@bre.co.uk | n/a | n/a@unknown.com | n/a | n/a@unknown.com | n/a | year | BRIC_Spreadsheet | IfcMaterial | 447B6CE5-8E4E-297E-7C5B-E860E05432AD | n/a | 50 | year | n/a | n/a | n/a | n/a | n/a | n/a | n/a | n/a | n/a | n/a | n/a | n/a | n/a | n/a | n/a | n/a | n/a | n/a
ExternalWallType1A-Caisson-OSB(innersheet) | bamb@bre.co.uk | 2018-10-24T00:00:00 | n/a | External Wall Type 1A - Caisson - OSB (inner sheet) | Fixed | bamb@bre.co.uk | n/a | n/a@unknown.com | n/a | n/a@unknown.com | n/a | year | BRIC_Spreadsheet | IfcMaterial | 277FEF0B-8447-ABE6-769C-D30EBC8BBA5B | n/a | 60 | year | n/a | n/a | n/a | n/a | n/a | n/a | n/a | n/a | n/a | n/a | n/a | n/a | n/a | n/a | n/a | n/a | n/a | n/a
ExternalWallType1A-Cellulose | bamb@bre.co.uk | 2018-10-24T00:00:00 | n/a | External Wall Type 1A - Cellulose | Fixed | bamb@bre.co.uk | n/a | n/a@unknown.com | n/a | n/a@unknown.com | n/a | year | BRIC_Spreadsheet | IfcMaterial | 5500344A-1C6F-F966-CC21-4A9608C94A91 | n/a | 60 | year | n/a | n/a | n/a | n/a | n/a | n/a | n/a | n/a | n/a | n/a | n/a | n/a | n/a | n/a | n/a | n/a | n/a | n/a
ExternalWallType1B-RockPanel | bamb@bre.co.uk | 2018-10-24T00:00:00 | n/a | External Wall Type 1B - RockPanel | Fixed | bamb@bre.co.uk | n/a | n/a@unknown.com | n/a | n/a@unknown.com | n/a | year | BRIC_Spreadsheet | IfcMaterial | 23240C11-2FF8-2A7A-3825-8DA52833690B | n/a | 60 | year | n/a | n/a | n/a | n/a | n/a | n/a | n/a | n/a | n/a | n/a | n/a | n/a | n/a | n/a | n/a | n/a | n/a | n/a
ExternalWallType1B-BatteninSoftWood | bamb@bre.co.uk | 2018-10-24T00:00:00 | n/a | External Wall Type 1B - Batten in Soft Wood | Fixed | bamb@bre.co.uk | n/a | n/a@unknown.com | n/a | n/a@unknown.com | n/a | year | BRIC_Spreadsheet | IfcMaterial | C050A799-3DFC-98D9-5FF8-109630F9DF0A | n/a | 60 | year | n/a | n/a | n/a | n/a | n/a | n/a | n/a | n/a | n/a | n/a | n/a | n/a | n/a | n/a | n/a | n/a | n/a | n/a
ExternalWallType1B-Caisson-MDF(outersheet) | bamb@bre.co.uk | 2018-10-24T00:00:00 | n/a | External Wall Type 1B - Caisson - MDF (outer sheet) | Fixed | bamb@bre.co.uk | n/a | n/a@unknown.com | n/a | n/a@unknown.com | n/a | year | BRIC_Spreadsheet | IfcMaterial | 20FBB686-FF8D-E020-F659-79EF1737D110 | n/a | 30 | year | n/a | n/a | n/a | n/a | n/a | n/a | n/a | n/a | n/a | n/a | n/a | n/a | n/a | n/a | n/a | n/a | n/a | n/a
ExternalWallType1B-Caisson-OSB(sidesheet) | bamb@bre.co.uk | 2018-10-24T00:00:00 | n/a | External Wall Type 1B - Caisson - OSB (side sheet) | Fixed | bamb@bre.co.uk | n/a | n/a@unknown.com | n/a | n/a@unknown.com | n/a | year | BRIC_Spreadsheet | IfcMaterial | 7D4FE139-FB45-20CD-3E66-6514DB47CF31 | n/a | 60 | year | n/a | n/a | n/a | n/a | n/a | n/a | n/a | n/a | n/a | n/a | n/a | n/a | n/a | n/a | n/a | n/a | n/a | n/a
ExternalWallType1B-Caisson-IJoist(Web)OSB | bamb@bre.co.uk | 2018-10-24T00:00:00 | n/a | External Wall Type 1B - Caisson - I Joist (Web) OSB | Fixed | bamb@bre.co.uk | n/a | n/a@unknown.com | n/a | n/a@unknown.com | n/a | year | BRIC_Spreadsheet | IfcMaterial | 1B8BD17F-B7FF-678F-27B6-9C0A983E514E | n/a | 60 | year | n/a | n/a | n/a | n/a | n/a | n/a | n/a | n/a | n/a | n/a | n/a | n/a | n/a | n/a | n/a | n/a | n/a | n/a
ExternalWallType1B-Caisson-IJoist(flanges) | bamb@bre.co.uk | 2018-10-24T00:00:00 | n/a | External Wall Type 1B - Caisson - I Joist (flanges) | Fixed | bamb@bre.co.uk | n/a | n/a@unknown.com | n/a | n/a@unknown.com | n/a | year | BRIC_Spreadsheet | IfcMaterial | EE7DD895-5FF4-A4EF-3CDD-776E7167341E | n/a | 60 | year | n/a | n/a | n/a | n/a | n/a | n/a | n/a | n/a | n/a | n/a | n/a | n/a | n/a | n/a | n/a | n/a | n/a | n/a
ExternalWallType1B-Caisson-Woodwool(againstIJoists) | bamb@bre.co.uk | 2018-10-24T00:00:00 | n/a | External Wall Type 1B - Caisson - Wood wool (against I Joists) | Fixed | bamb@bre.co.uk | n/a | n/a@unknown.com | n/a | n/a@unknown.com | n/a | year | BRIC_Spreadsheet | IfcMaterial | 41180226-66FC-5EAF-1ADE-7080582616C9 | n/a | 50 | year | n/a | n/a | n/a | n/a | n/a | n/a | n/a | n/a | n/a | n/a | n/a | n/a | n/a | n/a | n/a | n/a | n/a | n/a
ExternalWallType1B-Caisson-OSB(innersheet) | bamb@bre.co.uk | 2018-10-24T00:00:00 | n/a | External Wall Type 1B - Caisson - OSB (inner sheet) | Fixed | bamb@bre.co.uk | n/a | n/a@unknown.com | n/a | n/a@unknown.com | n/a | year | BRIC_Spreadsheet | IfcMaterial | DF3E653F-ECBC-1EC4-4A6D-27A9BFD6AE24 | n/a | 60 | year | n/a | n/a | n/a | n/a | n/a | n/a | n/a | n/a | n/a | n/a | n/a | n/a | n/a | n/a | n/a | n/a | n/a | n/a
ExternalWallType1B-Cellulose | bamb@bre.co.uk | 2018-10-24T00:00:00 | n/a | External Wall Type 1B - Cellulose | Fixed | bamb@bre.co.uk | n/a | n/a@unknown.com | n/a | n/a@unknown.com | n/a | year | BRIC_Spreadsheet | IfcMaterial | 134B5FEC-FEE2-D75F-78A0-14E6B599A9A0 | n/a | 60 | year | n/a | n/a | n/a | n/a | n/a | n/a | n/a | n/a | n/a | n/a | n/a | n/a | n/a | n/a | n/a | n/a | n/a | n/a
ExternalWallType1B-ClayPlasterFinish | bamb@bre.co.uk | 2018-10-24T00:00:00 | n/a | External Wall Type 1B - Clay Plaster Finish | Fixed | bamb@bre.co.uk | n/a | n/a@unknown.com | n/a | n/a@unknown.com | n/a | year | BRIC_Spreadsheet | IfcMaterial | D7BFB1E5-CB4A-123E-823C-5605CC8D61A7 | n/a | 30 | year | n/a | n/a | n/a | n/a | n/a | n/a | n/a | n/a | n/a | n/a | n/a | n/a | n/a | n/a | n/a | n/a | n/a | n/a
ExternalWallType2-ReclaimedCedarCladding | bamb@bre.co.uk | 2018-10-24T00:00:00 | n/a | External Wall Type 2 - Reclaimed Cedar Cladding | Fixed | bamb@bre.co.uk | n/a | n/a@unknown.com | n/a | n/a@unknown.com | n/a | year | BRIC_Spreadsheet | IfcMaterial | 7FCCD0B6-D215-D063-6773-9CE1F5ABC14D | n/a | 60 | year | n/a | n/a | n/a | n/a | n/a | n/a | n/a | n/a | n/a | n/a | n/a | n/a | n/a | n/a | n/a | n/a | n/a | n/a
ExternalWallType2-BatteninSoftWood | bamb@bre.co.uk | 2018-10-24T00:00:00 | n/a | External Wall Type 2 - Batten in Soft Wood | Fixed | bamb@bre.co.uk | n/a | n/a@unknown.com | n/a | n/a@unknown.com | n/a | year | BRIC_Spreadsheet | IfcMaterial | A3A7423E-9725-27E4-94DD-E6DE1B30E05D | n/a | 60 | year | n/a | n/a | n/a | n/a | n/a | n/a | n/a | n/a | n/a | n/a | n/a | n/a | n/a | n/a | n/a | n/a | n/a | n/a
ExternalWallType2-Caisson-MDF(outersheet) | bamb@bre.co.uk | 2018-10-24T00:00:00 | n/a | External Wall Type 2 - Caisson - MDF (outer sheet) | Fixed | bamb@bre.co.uk | n/a | n/a@unknown.com | n/a | n/a@unknown.com | n/a | year | BRIC_Spreadsheet | IfcMaterial | 25BFC74B-C3BE-8970-D5AC-91512382AB21 | n/a | 30 | year | n/a | n/a | n/a | n/a | n/a | n/a | n/a | n/a | n/a | n/a | n/a | n/a | n/a | n/a | n/a | n/a | n/a | n/a
ExternalWallType2-Caisson-OSB(sidesheet) | bamb@bre.co.uk | 2018-10-24T00:00:00 | n/a | External Wall Type 2 - Caisson - OSB (side sheet) | Fixed | bamb@bre.co.uk | n/a | n/a@unknown.com | n/a | n/a@unknown.com | n/a | year | BRIC_Spreadsheet | IfcMaterial | 04B5AD6C-DD13-2FF5-2A93-9700A5E1A141 | n/a | 60 | year | n/a | n/a | n/a | n/a | n/a | n/a | n/a | n/a | n/a | n/a | n/a | n/a | n/a | n/a | n/a | n/a | n/a | n/a
ExternalWallType2-Caisson-IJoist(Web)OSB | bamb@bre.co.uk | 2018-10-24T00:00:00 | n/a | External Wall Type 2 - Caisson - I Joist (Web) OSB | Fixed | bamb@bre.co.uk | n/a | n/a@unknown.com | n/a | n/a@unknown.com | n/a | year | BRIC_Spreadsheet | IfcMaterial | B5D47092-557E-4B38-BD6F-784DC3FDA86D | n/a | 60 | year | n/a | n/a | n/a | n/a | n/a | n/a | n/a | n/a | n/a | n/a | n/a | n/a | n/a | n/a | n/a | n/a | n/a | n/a
ExternalWallType2-Caisson-IJoist(flanges) | bamb@bre.co.uk | 2018-10-24T00:00:00 | n/a | External Wall Type 2 - Caisson - I Joist (flanges) | Fixed | bamb@bre.co.uk | n/a | n/a@unknown.com | n/a | n/a@unknown.com | n/a | year | BRIC_Spreadsheet | IfcMaterial | AEEE72F2-59F3-BF71-BC6A-F636FDC52AD9 | n/a | 60 | year | n/a | n/a | n/a | n/a | n/a | n/a | n/a | n/a | n/a | n/a | n/a | n/a | n/a | n/a | n/a | n/a | n/a | n/a
ExternalWallType2-Caisson-Woodwool(againstIJoists) | bamb@bre.co.uk | 2018-10-24T00:00:00 | n/a | External Wall Type 2 - Caisson - Wood wool (against I Joists) | Fixed | bamb@bre.co.uk | n/a | n/a@unknown.com | n/a | n/a@unknown.com | n/a | year | BRIC_Spreadsheet | IfcMaterial | E43DD148-EC9B-2F5B-0D3B-7044F7380E85 | n/a | 50 | year | n/a | n/a | n/a | n/a | n/a | n/a | n/a | n/a | n/a | n/a | n/a | n/a | n/a | n/a | n/a | n/a | n/a | n/a
ExternalWallType2-Caisson-OSB(innersheet) | bamb@bre.co.uk | 2018-10-24T00:00:00 | n/a | External Wall Type 2 - Caisson - OSB (inner sheet) | Fixed | bamb@bre.co.uk | n/a | n/a@unknown.com | n/a | n/a@unknown.com | n/a | year | BRIC_Spreadsheet | IfcMaterial | C4CC9C36-2B71-D6BF-FB17-9FF248DF3988 | n/a | 60 | year | n/a | n/a | n/a | n/a | n/a | n/a | n/a | n/a | n/a | n/a | n/a | n/a | n/a | n/a | n/a | n/a | n/a | n/a
ExternalWallType2-Cellulose | bamb@bre.co.uk | 2018-10-24T00:00:00 | n/a | External Wall Type 2 - Cellulose | Fixed | bamb@bre.co.uk | n/a | n/a@unknown.com | n/a | n/a@unknown.com | n/a | year | BRIC_Spreadsheet | IfcMaterial | 14656C83-8F75-009B-E254-A63832888068 | n/a | 60 | year | n/a | n/a | n/a | n/a | n/a | n/a | n/a | n/a | n/a | n/a | n/a | n/a | n/a | n/a | n/a | n/a | n/a | n/a
ExternalWindows-TimberFrame | bamb@bre.co.uk | 2018-10-24T00:00:00 | n/a | External Windows - Timber Frame | Fixed | bamb@bre.co.uk | n/a | n/a@unknown.com | n/a | n/a@unknown.com | n/a | year | BRIC_Spreadsheet | IfcMaterial | 4213A8CE-60B7-2E90-E68B-DD2F125C5047 | n/a | 40 | year | n/a | n/a | n/a | n/a | n/a | n/a | n/a | n/a | n/a | n/a | n/a | n/a | n/a | n/a | n/a | n/a | n/a | n/a
ExternalWindows-Glazing(doubleglazed,sealedunit) | bamb@bre.co.uk | 2018-10-24T00:00:00 | n/a | External Windows - Glazing (double glazed, sealed unit) | Fixed | bamb@bre.co.uk | n/a | n/a@unknown.com | n/a | n/a@unknown.com | n/a | year | BRIC_Spreadsheet | IfcMaterial | 3271116D-9FEE-A9B1-51A2-6DC4D535EAE8 | n/a | 30 | year | n/a | n/a | n/a | n/a | n/a | n/a | n/a | n/a | n/a | n/a | n/a | n/a | n/a | n/a | n/a | n/a | n/a | n/a
InternalwallsandParitions-ClayPlasterFinish | bamb@bre.co.uk | 2018-10-24T00:00:00 | n/a | Internal walls and Paritions - Clay Plaster Finish | Fixed | bamb@bre.co.uk | n/a | n/a@unknown.com | n/a | n/a@unknown.com | n/a | year | BRIC_Spreadsheet | IfcMaterial | 9340A1A5-9AEC-EAF1-A11E-77A8CFE54AD4 | n/a | 30 | year | n/a | n/a | n/a | n/a | n/a | n/a | n/a | n/a | n/a | n/a | n/a | n/a | n/a | n/a | n/a | n/a | n/a | n/a
InternalwallsandParitions-ClayBrick | bamb@bre.co.uk | 2018-10-24T00:00:00 | n/a | Internal walls and Paritions - Clay Brick | Fixed | bamb@bre.co.uk | n/a | n/a@unknown.com | n/a | n/a@unknown.com | n/a | year | BRIC_Spreadsheet | IfcMaterial | 50A79995-17E7-B3F9-CAA2-A2F250B5A216 | n/a | 60 | year | n/a | n/a | n/a | n/a | n/a | n/a | n/a | n/a | n/a | n/a | n/a | n/a | n/a | n/a | n/a | n/a | n/a | n/a
InternalwallsandParitions-MortarforClayBrick | bamb@bre.co.uk | 2018-10-24T00:00:00 | n/a | Internal walls and Paritions - Mortar for Clay Brick | Fixed | bamb@bre.co.uk | n/a | n/a@unknown.com | n/a | n/a@unknown.com | n/a | year | BRIC_Spreadsheet | IfcMaterial | 1EE00395-9BE5-DBDD-2AA2-200F817BB4D0 | n/a | 60 | year | n/a | n/a | n/a | n/a | n/a | n/a | n/a | n/a | n/a | n/a | n/a | n/a | n/a | n/a | n/a | n/a | n/a | n/a
N/A | n/a@unknown.com | 2018-10-24T00:00:00 | n/a | n/a | Fixed | n/a@unknown.com | n/a | n/a@unknown.com | n/a | n/a@unknown.com | n/a | year | BRIC_Spreadsheet | ExtObject | 4C5A8E2C-542B-437C-2FF4-F72367B71691 | n/a | n/a | year | n/a | n/a | n/a | n/a | n/a | n/a | n/a | n/a | n/a | n/a | n/a | n/a | n/a | n/a | n/a | n/a | n/a | n/a

## Component
Name | CreatedBy | CreatedOn | TypeName | Space | Description | ExtSystem | ExtObject | ExtIdentifier | SerialNumber | InstallationDate | WarrantyStartDate | TagNumber | BarCode | AssetIdentifier | NominalLength | NominalWidth | NominalHeight | Volume | Mass
Element_GroundFloor | bamb@bre.co.uk | 2018-10-24T00:00:00 | GroundFloor | Space1; | Ground Floor | BRIC_Spreadsheet | IfcSlab | 2F4815EF-3907-C403-B46E-376104469F0D | n/a | n/a | n/a | n/a | n/a | n/a | n/a | n/a | n/a | n/a | n/a
Element_TimberFrame | bamb@bre.co.uk | 2018-10-24T00:00:00 | TimberFrame | Space1; | Timber Frame | BRIC_Spreadsheet | IfcWallType | BE6FB3BF-3580-06FF-EA4C-9B4DB71D8B78 | n/a | n/a | n/a | n/a | n/a | n/a | n/a | n/a | n/a | n/a | n/a
Element_Mezzanine | bamb@bre.co.uk | 2018-10-24T00:00:00 | Mezzanine | Space1; | Mezzanine | BRIC_Spreadsheet | IfcSlab | 6A5028D1-831C-2AED-B0C5-FC01E8189570 | n/a | n/a | n/a | n/a | n/a | n/a | n/a | n/a | n/a | n/a | n/a
Element_PichedRoof | bamb@bre.co.uk | 2018-10-24T00:00:00 | PichedRoof | Space1; | Piched Roof | BRIC_Spreadsheet | IfcRoof | 0DD6084F-28CA-CB75-CA6E-496D830B9D96 | n/a | n/a | n/a | n/a | n/a | n/a | n/a | n/a | n/a | n/a | n/a
Element_PichedRoofCovering | bamb@bre.co.uk | 2018-10-24T00:00:00 | PichedRoofCovering | Space1; | Pich Roof Covering | BRIC_Spreadsheet | IfcCovering | 2AAF967D-9B27-8191-1429-327EBBED9C86 | n/a | n/a | n/a | n/a | n/a | n/a | n/a | n/a | n/a | n/a | n/a
Element_FlatRoof | bamb@bre.co.uk | 2018-10-24T00:00:00 | FlatRoof | Space1; | Flat Roof | BRIC_Spreadsheet | IfcRoof | 133BF781-78F0-3693-6170-C083B9C23039 | n/a | n/a | n/a | n/a | n/a | n/a | n/a | n/a | n/a | n/a | n/a
Element_FlatRoofCovering | bamb@bre.co.uk | 2018-10-24T00:00:00 | FlatRoofCovering | Space1; | Flat Roof Covering | BRIC_Spreadsheet | IfcCovering | 37D21197-AA5D-1F15-4108-2437A8595F68 | n/a | n/a | n/a | n/a | n/a | n/a | n/a | n/a | n/a | n/a | n/a
Element_ExternalWallType_1A | bamb@bre.co.uk | 2018-10-24T00:00:00 | ExternalWallType_1A | Space1; | External Wal lType 1A | BRIC_Spreadsheet | IfcWallType | DA346314-77D1-B016-0DE3-F0A04CC9518D | n/a | n/a | n/a | n/a | n/a | n/a | n/a | n/a | n/a | n/a | n/a
Element_ExternalWallType_1B | bamb@bre.co.uk | 2018-10-24T00:00:00 | ExternalWallType_1B | Space1; | External Wall Type 1B | BRIC_Spreadsheet | IfcWallType | B457C7B3-F03B-76AD-96E0-24B87058BF49 | n/a | n/a | n/a | n/a | n/a | n/a | n/a | n/a | n/a | n/a | n/a
Element_ExternalWallType_2 | bamb@bre.co.uk | 2018-10-24T00:00:00 | ExternalWallType_2 | Space1; | External Wall Type 2 | BRIC_Spreadsheet | IfcWallType | BD250EB5-6192-7470-BD9E-3F371D2E4041 | n/a | n/a | n/a | n/a | n/a | n/a | n/a | n/a | n/a | n/a | n/a
Element_ExternalWindows | bamb@bre.co.uk | 2018-10-24T00:00:00 | ExternalWindows | Space1; | External Windows | BRIC_Spreadsheet | IfcWindow | E3FF3F02-C8EC-AA11-5E5A-A09C94A2FAAB | n/a | n/a | n/a | n/a | n/a | n/a | n/a | n/a | n/a | n/a | n/a
Element_InternalWallAndPatitions | bamb@bre.co.uk | 2018-10-24T00:00:00 | InternalWallAndPatitions | Space1; | Internal Wall And Patitions | BRIC_Spreadsheet | IfcWallType | 4C0DB643-DE21-D8E8-B6B9-AE974FCBE1CB | n/a | n/a | n/a | n/a | n/a | n/a | n/a | n/a | n/a | n/a | n/a

## System
Name | CreatedBy | CreatedOn | Category | SheetName | ComponentNames | ExtSystem | ExtObject | ExtIdentifier | Description
N/A | n/a@unknown.com | 2019-04-26 12:00 | 21-01 10 Foundations | Floor | Level 0 | Uniclass2015 | IfcBuildingSystem | fc6cb0b9-8924-a157-d17d-d68d59279561 | N/A

## Assembly
Name | CreatedBy | CreatedOn | SheetName | ParentName | SheetName2 | ChildNames | Category | ExtSystem | ExtObject | ExtIdentifier | Description
n/a - Assembly | n/a@unknown.com | 2018-11-10 19:41 | System | N/A | Type | GroundFloor | Fixed | BAMB | IfcMaterialList | AEBE1994-4D02-24EB-2CA9-69583BBEB4D6 | n/a

## Connection
Name | CreatedBy | CreatedOn | Category | SheetName | ComponentName1 | ComponentName2 | RealizingElement | PortName1 | PortName2 | ExtSystem | ExtObject | ExtIdentifier | Description
n/a - connection | n/a@unknown.com | 2018-11-10 19:41 | Category | Type | GroundFloor | GroundFloor | Element_GroundFloor | n/a | n/a | Uniclass2015 | IfcMaterialLayer | FCA2572F-08A6-753B-BDB7-F8CE63BC58A5 | n/a

## Spare
Name | CreatedBy | CreatedOn | Category | TypeName | Supplier | ExtSystem | ExtObject | ExtIdentifier | Description | SetNumber | PartNumber
Default | n/a@unknown.com | 2018-11-10 19:41 | Spare | N/A | n/a@unknown.com | Uniclass2015 | IfcBuildingElementPart | B9381F4A-BED0-E12E-D312-0BD00A5A123A | n/a | n/a | n/a

## Resource
Name | CreatedBy | CreatedOn | Category | ExtSystem | ExtObject | ExtIdentifier | Description
n/a - resource | n/a@unknown.com | 2018-11-10 19:41 | n/a | n/a | n/a | 1AF80C49-B959-2E41-45D4-1410D6EF5FA3 | n/a

## Job
Name | CreatedBy | CreatedOn | Category | Status | Type.Name | Description | Duration | Units_Duration | Start | Units_TimeFormat | Frequency | Units_Frequency | ExtSystem | ExtObject | ExtIdentifier | TaskNumber | Priors | ResourceNames | Generation | GWP | Cost | ResidualLife
Default | n/a@unknown.com | 2019-04-26 12:00 | NOTDEFINED | Not Yet Started | N/A | n/a | 0 | as required | 2019-04-26 12:00 |  | 0 | yearly | BAMB | IfcTask | C5092DE9-E9D0-24FD-CB90-A6861B239B5A | n/a | Default | n/a - resource

## Impact
Name | CreatedBy | CreatedOn | Category | Stage | SheetName | RowName | Value | Units | LeadInTime | Duration | LeadOutTime | ExtSystem | ExtObject | ExtIdentifier | Description
GWP_A1 | n/a@unknown.com | 2019-04-26 12:00 | Climate Change | End of life | Component | n/a | 700 | kg CO2 eq | 0 | 0 | 0 | n/a | n/a | 606B66FB-0281-2036-5844-15FDB1BDA466 | n/a

## Document
Name | CreatedBy | CreatedOn | Category | ApprovalBy | Stage | SheetName | RowName | Directory | File | ExtSystem | ExtObject | ExtIdentifier | Description | Reference
n/a - doc | n/a@unknown.com | 2018-10-24T00:00:00 | n/a | n/a | n/a | Type | N/A | n/a | n/a | n/a | n/a | n/a | n/a | n/a

## Attribute
Name | CreatedBy | CreatedOn | Category | SheetName | RowName | Value | Unit | ExtSystem | ExtObject | ExtIdentifier | Description | AllowedValues
ExpectedServiceLife | bamb@bre.co.uk | 2018-10-24T00:00:00 | Requirement | Type | Groundfloor-MDF | 30 | yrs. ᵉˢᵗᶥᵐᵃᵗᵉ | BAMB | BAMB_ElementTimeCommon | 2AE64E70-E343-E773-8575-40569A2706A0 | Estimated service life is defined in ISO 6707-3 2017 (based on 15686 definitions) as Service life (years) that a element or element parts of a building would be expected to have in a set of specific in-use conditions, determined from reference service life data after taking into account any differences from the reference in-use conditions | n/a
ExpectedServiceLife | bamb@bre.co.uk | 2018-10-24T00:00:00 | Requirement | Type | Groundfloor-TimberJoist(softwood) | 60 | yrs. ᵉˢᵗᶥᵐᵃᵗᵉ | BAMB | BAMB_ElementTimeCommon | DD0342FE-A06C-0D9D-8F2C-4D74416128C3 | Estimated service life is defined in ISO 6707-3 2017 (based on 15686 definitions) as Service life (years) that a element or element parts of a building would be expected to have in a set of specific in-use conditions, determined from reference service life data after taking into account any differences from the reference in-use conditions | n/a
ExpectedServiceLife | bamb@bre.co.uk | 2018-10-24T00:00:00 | Requirement | Type | Groundfloor-Cork | 60 | yrs. ᵉˢᵗᶥᵐᵃᵗᵉ | BAMB | BAMB_ElementTimeCommon | A406181C-00D7-5D6B-D8C5-483D65B5F416 | Estimated service life is defined in ISO 6707-3 2017 (based on 15686 definitions) as Service life (years) that a element or element parts of a building would be expected to have in a set of specific in-use conditions, determined from reference service life data after taking into account any differences from the reference in-use conditions | n/a
ExpectedServiceLife | bamb@bre.co.uk | 2018-10-24T00:00:00 | Requirement | Type | Groundfloor-Woodwool | 50 | yrs. ᵉˢᵗᶥᵐᵃᵗᵉ | BAMB | BAMB_ElementTimeCommon | 2D1E87EB-E2BE-4AB8-4EC1-5BBE2417929A | Estimated service life is defined in ISO 6707-3 2017 (based on 15686 definitions) as Service life (years) that a element or element parts of a building would be expected to have in a set of specific in-use conditions, determined from reference service life data after taking into account any differences from the reference in-use conditions | n/a
ExpectedServiceLife | bamb@bre.co.uk | 2018-10-24T00:00:00 | Requirement | Type | Groundfloor-OSB | 60 | yrs. ᵉˢᵗᶥᵐᵃᵗᵉ | BAMB | BAMB_ElementTimeCommon | 95B636D9-C606-9F43-44B9-7B2A1C6C210C | Estimated service life is defined in ISO 6707-3 2017 (based on 15686 definitions) as Service life (years) that a element or element parts of a building would be expected to have in a set of specific in-use conditions, determined from reference service life data after taking into account any differences from the reference in-use conditions | n/a
ExpectedServiceLife | bamb@bre.co.uk | 2018-10-24T00:00:00 | Requirement | Type | Groundfloor-AcousticPanel:cementboard | 60 | yrs. ᵉˢᵗᶥᵐᵃᵗᵉ | BAMB | BAMB_ElementTimeCommon | BFF01C4B-CC50-8CD7-85C5-37D2D027EEA7 | Estimated service life is defined in ISO 6707-3 2017 (based on 15686 definitions) as Service life (years) that a element or element parts of a building would be expected to have in a set of specific in-use conditions, determined from reference service life data after taking into account any differences from the reference in-use conditions | n/a
ExpectedServiceLife | bamb@bre.co.uk | 2018-10-24T00:00:00 | Requirement | Type | Groundfloor-Floorfinishes:parquet | 60 | yrs. ᵉˢᵗᶥᵐᵃᵗᵉ | BAMB | BAMB_ElementTimeCommon | D8610039-E01C-25EC-75A7-5E96DD81A999 | Estimated service life is defined in ISO 6707-3 2017 (based on 15686 definitions) as Service life (years) that a element or element parts of a building would be expected to have in a set of specific in-use conditions, determined from reference service life data after taking into account any differences from the reference in-use conditions | n/a
ExpectedServiceLife | bamb@bre.co.uk | 2018-10-24T00:00:00 | Requirement | Type | TimberFrame-ExternalColumns:SoftWood | 60 | yrs. ᵉˢᵗᶥᵐᵃᵗᵉ | BAMB | BAMB_ElementTimeCommon | 73349DE5-AF07-F780-77EB-B0F7E0B44AC9 | Estimated service life is defined in ISO 6707-3 2017 (based on 15686 definitions) as Service life (years) that a element or element parts of a building would be expected to have in a set of specific in-use conditions, determined from reference service life data after taking into account any differences from the reference in-use conditions | n/a
ExpectedServiceLife | bamb@bre.co.uk | 2018-10-24T00:00:00 | Requirement | Type | TimberFrame-InternalColumnsType1:SoftWood | 60 | yrs. ᵉˢᵗᶥᵐᵃᵗᵉ | BAMB | BAMB_ElementTimeCommon | C3FBF9F5-AE82-2710-0013-DFBA12F37D6D | Estimated service life is defined in ISO 6707-3 2017 (based on 15686 definitions) as Service life (years) that a element or element parts of a building would be expected to have in a set of specific in-use conditions, determined from reference service life data after taking into account any differences from the reference in-use conditions | n/a
ExpectedServiceLife | bamb@bre.co.uk | 2018-10-24T00:00:00 | Requirement | Type | TimberFrame-InternalColumnsType2:SoftWood | 60 | yrs. ᵉˢᵗᶥᵐᵃᵗᵉ | BAMB | BAMB_ElementTimeCommon | 888E6934-3557-7A16-EA14-ECE531F959A4 | Estimated service life is defined in ISO 6707-3 2017 (based on 15686 definitions) as Service life (years) that a element or element parts of a building would be expected to have in a set of specific in-use conditions, determined from reference service life data after taking into account any differences from the reference in-use conditions | n/a
ExpectedServiceLife | bamb@bre.co.uk | 2018-10-24T00:00:00 | Requirement | Type | TimberFrame-Beam-Roof:SoftWood | 60 | yrs. ᵉˢᵗᶥᵐᵃᵗᵉ | BAMB | BAMB_ElementTimeCommon | 6231C162-0088-7DE7-AF09-BC147321119F | Estimated service life is defined in ISO 6707-3 2017 (based on 15686 definitions) as Service life (years) that a element or element parts of a building would be expected to have in a set of specific in-use conditions, determined from reference service life data after taking into account any differences from the reference in-use conditions | n/a
ExpectedServiceLife | bamb@bre.co.uk | 2018-10-24T00:00:00 | Requirement | Type | Mezzanine-RockPanel | 60 | yrs. ᵉˢᵗᶥᵐᵃᵗᵉ | BAMB | BAMB_ElementTimeCommon | A0BEE54F-6437-8735-F5AD-0FDF4C20F6F1 | Estimated service life is defined in ISO 6707-3 2017 (based on 15686 definitions) as Service life (years) that a element or element parts of a building would be expected to have in a set of specific in-use conditions, determined from reference service life data after taking into account any differences from the reference in-use conditions | n/a
ExpectedServiceLife | bamb@bre.co.uk | 2018-10-24T00:00:00 | Requirement | Type | Mezzanine-Joist(softwood) | 60 | yrs. ᵉˢᵗᶥᵐᵃᵗᵉ | BAMB | BAMB_ElementTimeCommon | 00E67123-BDC7-7D29-3998-0603354319D3 | Estimated service life is defined in ISO 6707-3 2017 (based on 15686 definitions) as Service life (years) that a element or element parts of a building would be expected to have in a set of specific in-use conditions, determined from reference service life data after taking into account any differences from the reference in-use conditions | n/a
ExpectedServiceLife | bamb@bre.co.uk | 2018-10-24T00:00:00 | Requirement | Type | Mezzanine-OSB | 60 | yrs. ᵉˢᵗᶥᵐᵃᵗᵉ | BAMB | BAMB_ElementTimeCommon | 81A3CFCE-56D9-4FA0-8E62-8119F2EA8C75 | Estimated service life is defined in ISO 6707-3 2017 (based on 15686 definitions) as Service life (years) that a element or element parts of a building would be expected to have in a set of specific in-use conditions, determined from reference service life data after taking into account any differences from the reference in-use conditions | n/a
ExpectedServiceLife | bamb@bre.co.uk | 2018-10-24T00:00:00 | Requirement | Type | Mezzanine-AcousticPanel:cementboard | 60 | yrs. ᵉˢᵗᶥᵐᵃᵗᵉ | BAMB | BAMB_ElementTimeCommon | 8F447A98-A790-CEAE-CE78-CFF3DE43076E | Estimated service life is defined in ISO 6707-3 2017 (based on 15686 definitions) as Service life (years) that a element or element parts of a building would be expected to have in a set of specific in-use conditions, determined from reference service life data after taking into account any differences from the reference in-use conditions | n/a
ExpectedServiceLife | bamb@bre.co.uk | 2018-10-24T00:00:00 | Requirement | Type | Mezzanine-Floorfinishes:parquet | 60 | yrs. ᵉˢᵗᶥᵐᵃᵗᵉ | BAMB | BAMB_ElementTimeCommon | 7507DF17-0FF2-9B65-B2C1-8D5DDD2D49EA | Estimated service life is defined in ISO 6707-3 2017 (based on 15686 definitions) as Service life (years) that a element or element parts of a building would be expected to have in a set of specific in-use conditions, determined from reference service life data after taking into account any differences from the reference in-use conditions | n/a
ExpectedServiceLife | bamb@bre.co.uk | 2018-10-24T00:00:00 | Requirement | Type | PichedRoof-Raftersintimberfin(softwood) | 60 | yrs. ᵉˢᵗᶥᵐᵃᵗᵉ | BAMB | BAMB_ElementTimeCommon | B1DF9EDA-32B4-F3F1-C0A3-FCB3E4D09527 | Estimated service life is defined in ISO 6707-3 2017 (based on 15686 definitions) as Service life (years) that a element or element parts of a building would be expected to have in a set of specific in-use conditions, determined from reference service life data after taking into account any differences from the reference in-use conditions | n/a
ExpectedServiceLife | bamb@bre.co.uk | 2018-10-24T00:00:00 | Requirement | Type | PichedRoof-WaterproofMembrane | 60 | yrs. ᵉˢᵗᶥᵐᵃᵗᵉ | BAMB | BAMB_ElementTimeCommon | FA207F02-F225-7A0A-2948-83CDB8AFC28E | Estimated service life is defined in ISO 6707-3 2017 (based on 15686 definitions) as Service life (years) that a element or element parts of a building would be expected to have in a set of specific in-use conditions, determined from reference service life data after taking into account any differences from the reference in-use conditions | n/a
ExpectedServiceLife | bamb@bre.co.uk | 2018-10-24T00:00:00 | Requirement | Type | PichedRoof-OSB_1 | 60 | yrs. ᵉˢᵗᶥᵐᵃᵗᵉ | BAMB | BAMB_ElementTimeCommon | C81AD880-93F3-851D-8AA7-D7C6B68A1FC9 | Estimated service life is defined in ISO 6707-3 2017 (based on 15686 definitions) as Service life (years) that a element or element parts of a building would be expected to have in a set of specific in-use conditions, determined from reference service life data after taking into account any differences from the reference in-use conditions | n/a
ExpectedServiceLife | bamb@bre.co.uk | 2018-10-24T00:00:00 | Requirement | Type | PichedRoof-TimberJoist | 60 | yrs. ᵉˢᵗᶥᵐᵃᵗᵉ | BAMB | BAMB_ElementTimeCommon | 2E3B3D3B-AB44-C096-85F2-F6CA9E5E6734 | Estimated service life is defined in ISO 6707-3 2017 (based on 15686 definitions) as Service life (years) that a element or element parts of a building would be expected to have in a set of specific in-use conditions, determined from reference service life data after taking into account any differences from the reference in-use conditions | n/a
ExpectedServiceLife | bamb@bre.co.uk | 2018-10-24T00:00:00 | Requirement | Type | PichedRoof-Woodwool | 50 | yrs. ᵉˢᵗᶥᵐᵃᵗᵉ | BAMB | BAMB_ElementTimeCommon | 71EB240A-724E-1FED-352E-9226E0F0494C | Estimated service life is defined in ISO 6707-3 2017 (based on 15686 definitions) as Service life (years) that a element or element parts of a building would be expected to have in a set of specific in-use conditions, determined from reference service life data after taking into account any differences from the reference in-use conditions | n/a
ExpectedServiceLife | bamb@bre.co.uk | 2018-10-24T00:00:00 | Requirement | Type | PichedRoof-OSB_2 | 60 | yrs. ᵉˢᵗᶥᵐᵃᵗᵉ | BAMB | BAMB_ElementTimeCommon | 7344C27D-5567-DC25-87E9-A2520E74672F | Estimated service life is defined in ISO 6707-3 2017 (based on 15686 definitions) as Service life (years) that a element or element parts of a building would be expected to have in a set of specific in-use conditions, determined from reference service life data after taking into account any differences from the reference in-use conditions | n/a
ExpectedServiceLife | bamb@bre.co.uk | 2018-10-24T00:00:00 | Requirement | Type | PichedRoofCovering-Corrugatedglalvanisedsteelsheet | 30 | yrs. ᵉˢᵗᶥᵐᵃᵗᵉ | BAMB | BAMB_ElementTimeCommon | BA180112-227F-D8BA-4661-E7A0FF58F9FD | Estimated service life is defined in ISO 6707-3 2017 (based on 15686 definitions) as Service life (years) that a element or element parts of a building would be expected to have in a set of specific in-use conditions, determined from reference service life data after taking into account any differences from the reference in-use conditions | n/a
ExpectedServiceLife | bamb@bre.co.uk | 2018-10-24T00:00:00 | Requirement | Type | FlatRoof-MDF(ref:totem) | 30 | yrs. ᵉˢᵗᶥᵐᵃᵗᵉ | BAMB | BAMB_ElementTimeCommon | 53075C80-F7C7-8BAD-7FA9-02F534FAE773 | Estimated service life is defined in ISO 6707-3 2017 (based on 15686 definitions) as Service life (years) that a element or element parts of a building would be expected to have in a set of specific in-use conditions, determined from reference service life data after taking into account any differences from the reference in-use conditions | n/a
ExpectedServiceLife | bamb@bre.co.uk | 2018-10-24T00:00:00 | Requirement | Type | FlatRoof-OSB | 60 | yrs. ᵉˢᵗᶥᵐᵃᵗᵉ | BAMB | BAMB_ElementTimeCommon | 1018F9FB-2112-1B7E-49F6-9C81967A5C00 | Estimated service life is defined in ISO 6707-3 2017 (based on 15686 definitions) as Service life (years) that a element or element parts of a building would be expected to have in a set of specific in-use conditions, determined from reference service life data after taking into account any differences from the reference in-use conditions | n/a
ExpectedServiceLife | bamb@bre.co.uk | 2018-10-24T00:00:00 | Requirement | Type | FlatRoof-Cellulose | 60 | yrs. ᵉˢᵗᶥᵐᵃᵗᵉ | BAMB | BAMB_ElementTimeCommon | C711D4F0-8658-E37C-BCC3-F15DFC50490F | Estimated service life is defined in ISO 6707-3 2017 (based on 15686 definitions) as Service life (years) that a element or element parts of a building would be expected to have in a set of specific in-use conditions, determined from reference service life data after taking into account any differences from the reference in-use conditions | n/a
ExpectedServiceLife | bamb@bre.co.uk | 2018-10-24T00:00:00 | Requirement | Type | FlatRoof-Membranepro-climat | 60 | yrs. ᵉˢᵗᶥᵐᵃᵗᵉ | BAMB | BAMB_ElementTimeCommon | ECC00A54-11EE-5776-0015-DC0DF1C4F73E | Estimated service life is defined in ISO 6707-3 2017 (based on 15686 definitions) as Service life (years) that a element or element parts of a building would be expected to have in a set of specific in-use conditions, determined from reference service life data after taking into account any differences from the reference in-use conditions | n/a
ExpectedServiceLife | bamb@bre.co.uk | 2018-10-24T00:00:00 | Requirement | Type | FlatRoof-Raftersintimberfin(softwood) | 60 | yrs. ᵉˢᵗᶥᵐᵃᵗᵉ | BAMB | BAMB_ElementTimeCommon | EFA12AC5-EBB3-1D01-5629-D712469DD470 | Estimated service life is defined in ISO 6707-3 2017 (based on 15686 definitions) as Service life (years) that a element or element parts of a building would be expected to have in a set of specific in-use conditions, determined from reference service life data after taking into account any differences from the reference in-use conditions | n/a
ExpectedServiceLife | bamb@bre.co.uk | 2018-10-24T00:00:00 | Requirement | Type | FlatRoofCovering-EPDM | 30 | yrs. ᵉˢᵗᶥᵐᵃᵗᵉ | BAMB | BAMB_ElementTimeCommon | 309BAD35-52E8-43DC-AB04-3856CF30BE3E | Estimated service life is defined in ISO 6707-3 2017 (based on 15686 definitions) as Service life (years) that a element or element parts of a building would be expected to have in a set of specific in-use conditions, determined from reference service life data after taking into account any differences from the reference in-use conditions | n/a
ExpectedServiceLife | bamb@bre.co.uk | 2018-10-24T00:00:00 | Requirement | Type | FlatRoof-InternalCeilingFinishes:RockPanel | 60 | yrs. ᵉˢᵗᶥᵐᵃᵗᵉ | BAMB | BAMB_ElementTimeCommon | 1EB62504-FEF2-89FE-7805-882BF0BCAE6E | Estimated service life is defined in ISO 6707-3 2017 (based on 15686 definitions) as Service life (years) that a element or element parts of a building would be expected to have in a set of specific in-use conditions, determined from reference service life data after taking into account any differences from the reference in-use conditions | n/a
ExpectedServiceLife | bamb@bre.co.uk | 2018-10-24T00:00:00 | Requirement | Type | ExternalWallType1A-RockPanel | 60 | yrs. ᵉˢᵗᶥᵐᵃᵗᵉ | BAMB | BAMB_ElementTimeCommon | FCB94975-9F83-D3F9-91D1-27CCEDF9A3CE | Estimated service life is defined in ISO 6707-3 2017 (based on 15686 definitions) as Service life (years) that a element or element parts of a building would be expected to have in a set of specific in-use conditions, determined from reference service life data after taking into account any differences from the reference in-use conditions | n/a
ExpectedServiceLife | bamb@bre.co.uk | 2018-10-24T00:00:00 | Requirement | Type | ExternalWallType1A-BatteninSoftWood | 60 | yrs. ᵉˢᵗᶥᵐᵃᵗᵉ | BAMB | BAMB_ElementTimeCommon | 34CC1797-F891-376E-7AE9-B2FD15E57D2C | Estimated service life is defined in ISO 6707-3 2017 (based on 15686 definitions) as Service life (years) that a element or element parts of a building would be expected to have in a set of specific in-use conditions, determined from reference service life data after taking into account any differences from the reference in-use conditions | n/a
ExpectedServiceLife | bamb@bre.co.uk | 2018-10-24T00:00:00 | Requirement | Type | ExternalWallType1A-Caisson-MDF(outersheet) | 30 | yrs. ᵉˢᵗᶥᵐᵃᵗᵉ | BAMB | BAMB_ElementTimeCommon | 29E75D60-0DDE-CC7A-C15B-59E997C97CFF | Estimated service life is defined in ISO 6707-3 2017 (based on 15686 definitions) as Service life (years) that a element or element parts of a building would be expected to have in a set of specific in-use conditions, determined from reference service life data after taking into account any differences from the reference in-use conditions | n/a
ExpectedServiceLife | bamb@bre.co.uk | 2018-10-24T00:00:00 | Requirement | Type | ExternalWallType1A-Caisson-OSB(sidesheet) | 60 | yrs. ᵉˢᵗᶥᵐᵃᵗᵉ | BAMB | BAMB_ElementTimeCommon | C14ECA3F-D54A-64EA-E995-3A0C8E42CFA1 | Estimated service life is defined in ISO 6707-3 2017 (based on 15686 definitions) as Service life (years) that a element or element parts of a building would be expected to have in a set of specific in-use conditions, determined from reference service life data after taking into account any differences from the reference in-use conditions | n/a
ExpectedServiceLife | bamb@bre.co.uk | 2018-10-24T00:00:00 | Requirement | Type | ExternalWallType1A-Caisson-IJoist(Web)OSB | 60 | yrs. ᵉˢᵗᶥᵐᵃᵗᵉ | BAMB | BAMB_ElementTimeCommon | B59B1677-33A4-45DA-A2E8-0C2A755BA76F | Estimated service life is defined in ISO 6707-3 2017 (based on 15686 definitions) as Service life (years) that a element or element parts of a building would be expected to have in a set of specific in-use conditions, determined from reference service life data after taking into account any differences from the reference in-use conditions | n/a
ExpectedServiceLife | bamb@bre.co.uk | 2018-10-24T00:00:00 | Requirement | Type | ExternalWallType1A-Caisson-IJoist(flanges) | 60 | yrs. ᵉˢᵗᶥᵐᵃᵗᵉ | BAMB | BAMB_ElementTimeCommon | 9AD3B66A-0ACA-B38C-9E2D-3BBB6C3BFF41 | Estimated service life is defined in ISO 6707-3 2017 (based on 15686 definitions) as Service life (years) that a element or element parts of a building would be expected to have in a set of specific in-use conditions, determined from reference service life data after taking into account any differences from the reference in-use conditions | n/a
ExpectedServiceLife | bamb@bre.co.uk | 2018-10-24T00:00:00 | Requirement | Type | ExternalWallType1A-Caisson-Woodwool(againstIJoists) | 50 | yrs. ᵉˢᵗᶥᵐᵃᵗᵉ | BAMB | BAMB_ElementTimeCommon | D3282398-0F6D-D835-0D90-5F6353757D54 | Estimated service life is defined in ISO 6707-3 2017 (based on 15686 definitions) as Service life (years) that a element or element parts of a building would be expected to have in a set of specific in-use conditions, determined from reference service life data after taking into account any differences from the reference in-use conditions | n/a
ExpectedServiceLife | bamb@bre.co.uk | 2018-10-24T00:00:00 | Requirement | Type | ExternalWallType1A-Caisson-OSB(innersheet) | 60 | yrs. ᵉˢᵗᶥᵐᵃᵗᵉ | BAMB | BAMB_ElementTimeCommon | 9A720600-B777-9419-9D82-1CFCE114E5E4 | Estimated service life is defined in ISO 6707-3 2017 (based on 15686 definitions) as Service life (years) that a element or element parts of a building would be expected to have in a set of specific in-use conditions, determined from reference service life data after taking into account any differences from the reference in-use conditions | n/a
ExpectedServiceLife | bamb@bre.co.uk | 2018-10-24T00:00:00 | Requirement | Type | ExternalWallType1A-Cellulose | 60 | yrs. ᵉˢᵗᶥᵐᵃᵗᵉ | BAMB | BAMB_ElementTimeCommon | 3F457D3B-EF26-F44D-E888-1BD323CB1C4A | Estimated service life is defined in ISO 6707-3 2017 (based on 15686 definitions) as Service life (years) that a element or element parts of a building would be expected to have in a set of specific in-use conditions, determined from reference service life data after taking into account any differences from the reference in-use conditions | n/a
ExpectedServiceLife | bamb@bre.co.uk | 2018-10-24T00:00:00 | Requirement | Type | ExternalWallType1B-RockPanel | 60 | yrs. ᵉˢᵗᶥᵐᵃᵗᵉ | BAMB | BAMB_ElementTimeCommon | 30B034F8-C1B4-A2E8-217C-5F04CB0A0AF8 | Estimated service life is defined in ISO 6707-3 2017 (based on 15686 definitions) as Service life (years) that a element or element parts of a building would be expected to have in a set of specific in-use conditions, determined from reference service life data after taking into account any differences from the reference in-use conditions | n/a
ExpectedServiceLife | bamb@bre.co.uk | 2018-10-24T00:00:00 | Requirement | Type | ExternalWallType1B-BatteninSoftWood | 60 | yrs. ᵉˢᵗᶥᵐᵃᵗᵉ | BAMB | BAMB_ElementTimeCommon | 5FC70461-FCF5-DBD8-4DF6-5BDF67A89A71 | Estimated service life is defined in ISO 6707-3 2017 (based on 15686 definitions) as Service life (years) that a element or element parts of a building would be expected to have in a set of specific in-use conditions, determined from reference service life data after taking into account any differences from the reference in-use conditions | n/a
ExpectedServiceLife | bamb@bre.co.uk | 2018-10-24T00:00:00 | Requirement | Type | ExternalWallType1B-Caisson-MDF(outersheet) | 30 | yrs. ᵉˢᵗᶥᵐᵃᵗᵉ | BAMB | BAMB_ElementTimeCommon | 8858FB77-996F-D75B-20FF-89DF2B6233A0 | Estimated service life is defined in ISO 6707-3 2017 (based on 15686 definitions) as Service life (years) that a element or element parts of a building would be expected to have in a set of specific in-use conditions, determined from reference service life data after taking into account any differences from the reference in-use conditions | n/a
ExpectedServiceLife | bamb@bre.co.uk | 2018-10-24T00:00:00 | Requirement | Type | ExternalWallType1B-Caisson-OSB(sidesheet) | 60 | yrs. ᵉˢᵗᶥᵐᵃᵗᵉ | BAMB | BAMB_ElementTimeCommon | DFC703CD-36F1-8370-9420-9A61628A07B2 | Estimated service life is defined in ISO 6707-3 2017 (based on 15686 definitions) as Service life (years) that a element or element parts of a building would be expected to have in a set of specific in-use conditions, determined from reference service life data after taking into account any differences from the reference in-use conditions | n/a
ExpectedServiceLife | bamb@bre.co.uk | 2018-10-24T00:00:00 | Requirement | Type | ExternalWallType1B-Caisson-IJoist(Web)OSB | 60 | yrs. ᵉˢᵗᶥᵐᵃᵗᵉ | BAMB | BAMB_ElementTimeCommon | 49909EDB-D7B0-B759-9263-073BE28222BE | Estimated service life is defined in ISO 6707-3 2017 (based on 15686 definitions) as Service life (years) that a element or element parts of a building would be expected to have in a set of specific in-use conditions, determined from reference service life data after taking into account any differences from the reference in-use conditions | n/a
ExpectedServiceLife | bamb@bre.co.uk | 2018-10-24T00:00:00 | Requirement | Type | ExternalWallType1B-Caisson-IJoist(flanges) | 60 | yrs. ᵉˢᵗᶥᵐᵃᵗᵉ | BAMB | BAMB_ElementTimeCommon | 0E870332-0021-69BA-5946-34523E0E8074 | Estimated service life is defined in ISO 6707-3 2017 (based on 15686 definitions) as Service life (years) that a element or element parts of a building would be expected to have in a set of specific in-use conditions, determined from reference service life data after taking into account any differences from the reference in-use conditions | n/a
ExpectedServiceLife | bamb@bre.co.uk | 2018-10-24T00:00:00 | Requirement | Type | ExternalWallType1B-Caisson-Woodwool(againstIJoists) | 50 | yrs. ᵉˢᵗᶥᵐᵃᵗᵉ | BAMB | BAMB_ElementTimeCommon | BBEE3F37-129A-795B-6FA7-C232AC90E189 | Estimated service life is defined in ISO 6707-3 2017 (based on 15686 definitions) as Service life (years) that a element or element parts of a building would be expected to have in a set of specific in-use conditions, determined from reference service life data after taking into account any differences from the reference in-use conditions | n/a
ExpectedServiceLife | bamb@bre.co.uk | 2018-10-24T00:00:00 | Requirement | Type | ExternalWallType1B-Caisson-OSB(innersheet) | 60 | yrs. ᵉˢᵗᶥᵐᵃᵗᵉ | BAMB | BAMB_ElementTimeCommon | 6E769DFD-58E8-2251-1D8F-6DEDF4CC7ED7 | Estimated service life is defined in ISO 6707-3 2017 (based on 15686 definitions) as Service life (years) that a element or element parts of a building would be expected to have in a set of specific in-use conditions, determined from reference service life data after taking into account any differences from the reference in-use conditions | n/a
ExpectedServiceLife | bamb@bre.co.uk | 2018-10-24T00:00:00 | Requirement | Type | ExternalWallType1B-Cellulose | 60 | yrs. ᵉˢᵗᶥᵐᵃᵗᵉ | BAMB | BAMB_ElementTimeCommon | EBB0E824-C1D6-1E10-D7F6-C2CEA4A01811 | Estimated service life is defined in ISO 6707-3 2017 (based on 15686 definitions) as Service life (years) that a element or element parts of a building would be expected to have in a set of specific in-use conditions, determined from reference service life data after taking into account any differences from the reference in-use conditions | n/a
ExpectedServiceLife | bamb@bre.co.uk | 2018-10-24T00:00:00 | Requirement | Type | ExternalWallType1B-ClayPlasterFinish | 30 | yrs. ᵉˢᵗᶥᵐᵃᵗᵉ | BAMB | BAMB_ElementTimeCommon | 95D12258-441B-98C1-FD21-7F1E887FF31A | Estimated service life is defined in ISO 6707-3 2017 (based on 15686 definitions) as Service life (years) that a element or element parts of a building would be expected to have in a set of specific in-use conditions, determined from reference service life data after taking into account any differences from the reference in-use conditions | n/a
ExpectedServiceLife | bamb@bre.co.uk | 2018-10-24T00:00:00 | Requirement | Type | ExternalWallType2-ReclaimedCedarCladding | 60 | yrs. ᵉˢᵗᶥᵐᵃᵗᵉ | BAMB | BAMB_ElementTimeCommon | 99322778-FB25-2B5B-EC65-C63DCF7EE185 | Estimated service life is defined in ISO 6707-3 2017 (based on 15686 definitions) as Service life (years) that a element or element parts of a building would be expected to have in a set of specific in-use conditions, determined from reference service life data after taking into account any differences from the reference in-use conditions | n/a
ExpectedServiceLife | bamb@bre.co.uk | 2018-10-24T00:00:00 | Requirement | Type | ExternalWallType2-BatteninSoftWood | 60 | yrs. ᵉˢᵗᶥᵐᵃᵗᵉ | BAMB | BAMB_ElementTimeCommon | F253AE7C-147E-8991-FE21-5203845677DC | Estimated service life is defined in ISO 6707-3 2017 (based on 15686 definitions) as Service life (years) that a element or element parts of a building would be expected to have in a set of specific in-use conditions, determined from reference service life data after taking into account any differences from the reference in-use conditions | n/a
ExpectedServiceLife | bamb@bre.co.uk | 2018-10-24T00:00:00 | Requirement | Type | ExternalWallType2-Caisson-MDF(outersheet) | 30 | yrs. ᵉˢᵗᶥᵐᵃᵗᵉ | BAMB | BAMB_ElementTimeCommon | 0517A155-98CB-3BBA-1ACC-05E6833D752A | Estimated service life is defined in ISO 6707-3 2017 (based on 15686 definitions) as Service life (years) that a element or element parts of a building would be expected to have in a set of specific in-use conditions, determined from reference service life data after taking into account any differences from the reference in-use conditions | n/a
ExpectedServiceLife | bamb@bre.co.uk | 2018-10-24T00:00:00 | Requirement | Type | ExternalWallType2-Caisson-OSB(sidesheet) | 60 | yrs. ᵉˢᵗᶥᵐᵃᵗᵉ | BAMB | BAMB_ElementTimeCommon | EFB970B3-EDCB-7A51-49EE-53EC06421CBD | Estimated service life is defined in ISO 6707-3 2017 (based on 15686 definitions) as Service life (years) that a element or element parts of a building would be expected to have in a set of specific in-use conditions, determined from reference service life data after taking into account any differences from the reference in-use conditions | n/a
ExpectedServiceLife | bamb@bre.co.uk | 2018-10-24T00:00:00 | Requirement | Type | ExternalWallType2-Caisson-IJoist(Web)OSB | 60 | yrs. ᵉˢᵗᶥᵐᵃᵗᵉ | BAMB | BAMB_ElementTimeCommon | 9E109ECE-53F5-86BA-6AAF-570433F57BDA | Estimated service life is defined in ISO 6707-3 2017 (based on 15686 definitions) as Service life (years) that a element or element parts of a building would be expected to have in a set of specific in-use conditions, determined from reference service life data after taking into account any differences from the reference in-use conditions | n/a
ExpectedServiceLife | bamb@bre.co.uk | 2018-10-24T00:00:00 | Requirement | Type | ExternalWallType2-Caisson-IJoist(flanges) | 60 | yrs. ᵉˢᵗᶥᵐᵃᵗᵉ | BAMB | BAMB_ElementTimeCommon | AE189481-3D58-DC84-8C24-4CC2E3171DF6 | Estimated service life is defined in ISO 6707-3 2017 (based on 15686 definitions) as Service life (years) that a element or element parts of a building would be expected to have in a set of specific in-use conditions, determined from reference service life data after taking into account any differences from the reference in-use conditions | n/a
ExpectedServiceLife | bamb@bre.co.uk | 2018-10-24T00:00:00 | Requirement | Type | ExternalWallType2-Caisson-Woodwool(againstIJoists) | 50 | yrs. ᵉˢᵗᶥᵐᵃᵗᵉ | BAMB | BAMB_ElementTimeCommon | 1951FFE9-CD0D-27CD-5751-B1367EBB0DE8 | Estimated service life is defined in ISO 6707-3 2017 (based on 15686 definitions) as Service life (years) that a element or element parts of a building would be expected to have in a set of specific in-use conditions, determined from reference service life data after taking into account any differences from the reference in-use conditions | n/a
ExpectedServiceLife | bamb@bre.co.uk | 2018-10-24T00:00:00 | Requirement | Type | ExternalWallType2-Caisson-OSB(innersheet) | 60 | yrs. ᵉˢᵗᶥᵐᵃᵗᵉ | BAMB | BAMB_ElementTimeCommon | 9A6A7C5B-CC30-1E10-78F9-25DE15C64174 | Estimated service life is defined in ISO 6707-3 2017 (based on 15686 definitions) as Service life (years) that a element or element parts of a building would be expected to have in a set of specific in-use conditions, determined from reference service life data after taking into account any differences from the reference in-use conditions | n/a
ExpectedServiceLife | bamb@bre.co.uk | 2018-10-24T00:00:00 | Requirement | Type | ExternalWallType2-Cellulose | 60 | yrs. ᵉˢᵗᶥᵐᵃᵗᵉ | BAMB | BAMB_ElementTimeCommon | 255D0C4E-F445-BC69-007A-368CAF41FD0F | Estimated service life is defined in ISO 6707-3 2017 (based on 15686 definitions) as Service life (years) that a element or element parts of a building would be expected to have in a set of specific in-use conditions, determined from reference service life data after taking into account any differences from the reference in-use conditions | n/a
ExpectedServiceLife | bamb@bre.co.uk | 2018-10-24T00:00:00 | Requirement | Type | ExternalWindows-TimberFrame | 40 | yrs. ᵉˢᵗᶥᵐᵃᵗᵉ | BAMB | BAMB_ElementTimeCommon | 5C2F053F-B8FA-4237-0D89-08E225274051 | Estimated service life is defined in ISO 6707-3 2017 (based on 15686 definitions) as Service life (years) that a element or element parts of a building would be expected to have in a set of specific in-use conditions, determined from reference service life data after taking into account any differences from the reference in-use conditions | n/a
ExpectedServiceLife | bamb@bre.co.uk | 2018-10-24T00:00:00 | Requirement | Type | ExternalWindows-Glazing(doubleglazed,sealedunit) | 30 | yrs. ᵉˢᵗᶥᵐᵃᵗᵉ | BAMB | BAMB_ElementTimeCommon | 6612C74C-4F28-691D-BAA2-2B7C52A43AD2 | Estimated service life is defined in ISO 6707-3 2017 (based on 15686 definitions) as Service life (years) that a element or element parts of a building would be expected to have in a set of specific in-use conditions, determined from reference service life data after taking into account any differences from the reference in-use conditions | n/a
ExpectedServiceLife | bamb@bre.co.uk | 2018-10-24T00:00:00 | Requirement | Type | InternalwallsandParitions-ClayPlasterFinish | 30 | yrs. ᵉˢᵗᶥᵐᵃᵗᵉ | BAMB | BAMB_ElementTimeCommon | 4D9F2B4A-6632-4697-DEC7-52A98967442E | Estimated service life is defined in ISO 6707-3 2017 (based on 15686 definitions) as Service life (years) that a element or element parts of a building would be expected to have in a set of specific in-use conditions, determined from reference service life data after taking into account any differences from the reference in-use conditions | n/a
ExpectedServiceLife | bamb@bre.co.uk | 2018-10-24T00:00:00 | Requirement | Type | InternalwallsandParitions-ClayBrick | 60 | yrs. ᵉˢᵗᶥᵐᵃᵗᵉ | BAMB | BAMB_ElementTimeCommon | 624EAB48-B1B0-D9E4-7561-F85F65AECD26 | Estimated service life is defined in ISO 6707-3 2017 (based on 15686 definitions) as Service life (years) that a element or element parts of a building would be expected to have in a set of specific in-use conditions, determined from reference service life data after taking into account any differences from the reference in-use conditions | n/a
ExpectedServiceLife | bamb@bre.co.uk | 2018-10-24T00:00:00 | Requirement | Type | InternalwallsandParitions-MortarforClayBrick | 60 | yrs. ᵉˢᵗᶥᵐᵃᵗᵉ | BAMB | BAMB_ElementTimeCommon | EB1ACF09-279D-35AC-E0C4-E45A2AEB4368 | Estimated service life is defined in ISO 6707-3 2017 (based on 15686 definitions) as Service life (years) that a element or element parts of a building would be expected to have in a set of specific in-use conditions, determined from reference service life data after taking into account any differences from the reference in-use conditions | n/a
ReclaimedContent_A5 | bamb@bre.co.uk | 2018-10-24T00:00:00 | Requirement | Type | Groundfloor-MDF | 0 | ratio | BAMB | BAMB_ElementCommon | 94A726BC-F931-15F9-5AD1-150FDB01C518 |  | n/a
ReclaimedContent_A5 | bamb@bre.co.uk | 2018-10-24T00:00:00 | Requirement | Type | Groundfloor-TimberJoist(softwood) | 0 | ratio | BAMB | BAMB_ElementCommon | BBFB2438-FC88-C279-C273-9487E539BB62 |  | n/a
ReclaimedContent_A5 | bamb@bre.co.uk | 2018-10-24T00:00:00 | Requirement | Type | Groundfloor-Cork | 0 | ratio | BAMB | BAMB_ElementCommon | 0D1814E5-DB8E-AF49-8526-4EA72308397C |  | n/a
ReclaimedContent_A5 | bamb@bre.co.uk | 2018-10-24T00:00:00 | Requirement | Type | Groundfloor-Woodwool | 0 | ratio | BAMB | BAMB_ElementCommon | FEC5D6CE-F7AE-E667-77DC-E999EA19AB13 |  | n/a
ReclaimedContent_A5 | bamb@bre.co.uk | 2018-10-24T00:00:00 | Requirement | Type | Groundfloor-OSB | 0 | ratio | BAMB | BAMB_ElementCommon | B36B5509-23B4-9493-3D4E-D920718CE19A |  | n/a
ReclaimedContent_A5 | bamb@bre.co.uk | 2018-10-24T00:00:00 | Requirement | Type | Groundfloor-AcousticPanel:cementboard | 0 | ratio | BAMB | BAMB_ElementCommon | D293FE8A-0D1A-3E36-2B45-E4F44F207B09 |  | n/a
ReclaimedContent_A5 | bamb@bre.co.uk | 2018-10-24T00:00:00 | Requirement | Type | Groundfloor-Floorfinishes:parquet | 0 | ratio | BAMB | BAMB_ElementCommon | 44F20464-4659-7049-6CF9-658917CE5893 |  | n/a
ReclaimedContent_A5 | bamb@bre.co.uk | 2018-10-24T00:00:00 | Requirement | Type | TimberFrame-ExternalColumns:SoftWood | 0 | ratio | BAMB | BAMB_ElementCommon | AF0200B1-C691-97A4-6E51-8DF828203F41 |  | n/a
ReclaimedContent_A5 | bamb@bre.co.uk | 2018-10-24T00:00:00 | Requirement | Type | TimberFrame-InternalColumnsType1:SoftWood | 0 | ratio | BAMB | BAMB_ElementCommon | 43A1B857-85D4-F3AC-6608-347D7031E7B7 |  | n/a
ReclaimedContent_A5 | bamb@bre.co.uk | 2018-10-24T00:00:00 | Requirement | Type | TimberFrame-InternalColumnsType2:SoftWood | 0 | ratio | BAMB | BAMB_ElementCommon | 023AFF8B-250F-39DD-FC89-A89AF5088EEE |  | n/a
ReclaimedContent_A5 | bamb@bre.co.uk | 2018-10-24T00:00:00 | Requirement | Type | TimberFrame-Beam-Roof:SoftWood | 0 | ratio | BAMB | BAMB_ElementCommon | F73A3DE4-92C2-BE2F-C3A5-1DF72B94BDC7 |  | n/a
ReclaimedContent_A5 | bamb@bre.co.uk | 2018-10-24T00:00:00 | Requirement | Type | Mezzanine-RockPanel | 0 | ratio | BAMB | BAMB_ElementCommon | 09CE35D6-6B6C-2BB0-14E0-E5C7C46B1EC6 |  | n/a
ReclaimedContent_A5 | bamb@bre.co.uk | 2018-10-24T00:00:00 | Requirement | Type | Mezzanine-Joist(softwood) | 0 | ratio | BAMB | BAMB_ElementCommon | B17329AD-449F-7997-F69D-02AFCB72EBF3 |  | n/a
ReclaimedContent_A5 | bamb@bre.co.uk | 2018-10-24T00:00:00 | Requirement | Type | Mezzanine-OSB | 0 | ratio | BAMB | BAMB_ElementCommon | 7FB99352-B6B0-E137-FEED-B0485D18AEBE |  | n/a
ReclaimedContent_A5 | bamb@bre.co.uk | 2018-10-24T00:00:00 | Requirement | Type | Mezzanine-AcousticPanel:cementboard | 0 | ratio | BAMB | BAMB_ElementCommon | 5B2B9BCD-16D0-422E-D29F-8DB0E9494203 |  | n/a
ReclaimedContent_A5 | bamb@bre.co.uk | 2018-10-24T00:00:00 | Requirement | Type | Mezzanine-Floorfinishes:parquet | 0 | ratio | BAMB | BAMB_ElementCommon | 56EAE0BA-678A-1E97-D307-CD58095734E5 |  | n/a
ReclaimedContent_A5 | bamb@bre.co.uk | 2018-10-24T00:00:00 | Requirement | Type | PichedRoof-Raftersintimberfin(softwood) | 0 | ratio | BAMB | BAMB_ElementCommon | 90AB7C6D-8A73-08C9-661B-AA095AE9FAB7 |  | n/a
ReclaimedContent_A5 | bamb@bre.co.uk | 2018-10-24T00:00:00 | Requirement | Type | PichedRoof-WaterproofMembrane | 0 | ratio | BAMB | BAMB_ElementCommon | C85B1E44-EF84-AFEB-876A-DA8D318BAFA2 |  | n/a
ReclaimedContent_A5 | bamb@bre.co.uk | 2018-10-24T00:00:00 | Requirement | Type | PichedRoof-OSB_1 | 0 | ratio | BAMB | BAMB_ElementCommon | 8DCC86B1-BF74-27A6-3ED2-4F58F68C4918 |  | n/a
ReclaimedContent_A5 | bamb@bre.co.uk | 2018-10-24T00:00:00 | Requirement | Type | PichedRoof-TimberJoist | 0 | ratio | BAMB | BAMB_ElementCommon | 242C6751-24F9-6815-DBBE-8C21B3AD858C |  | n/a
ReclaimedContent_A5 | bamb@bre.co.uk | 2018-10-24T00:00:00 | Requirement | Type | PichedRoof-Woodwool | 0 | ratio | BAMB | BAMB_ElementCommon | 1B3FA9F5-DB1D-C72D-DE45-C3B87D10D15A |  | n/a
ReclaimedContent_A5 | bamb@bre.co.uk | 2018-10-24T00:00:00 | Requirement | Type | PichedRoof-OSB_2 | 0 | ratio | BAMB | BAMB_ElementCommon | 36CCA162-6469-E092-710A-DEC4AFA4CB68 |  | n/a
ReclaimedContent_A5 | bamb@bre.co.uk | 2018-10-24T00:00:00 | Requirement | Type | PichedRoofCovering-Corrugatedglalvanisedsteelsheet | 0 | ratio | BAMB | BAMB_ElementCommon | 0314E95E-C708-E40C-5956-44885B61E83A |  | n/a
ReclaimedContent_A5 | bamb@bre.co.uk | 2018-10-24T00:00:00 | Requirement | Type | FlatRoof-MDF(ref:totem) | 0 | ratio | BAMB | BAMB_ElementCommon | 4057782B-AEC2-15AB-BFB1-8BBFA8A2E1CC |  | n/a
ReclaimedContent_A5 | bamb@bre.co.uk | 2018-10-24T00:00:00 | Requirement | Type | FlatRoof-OSB | 0 | ratio | BAMB | BAMB_ElementCommon | 5E8BFC72-8B83-9095-9BBB-478AFEE013D1 |  | n/a
ReclaimedContent_A5 | bamb@bre.co.uk | 2018-10-24T00:00:00 | Requirement | Type | FlatRoof-Cellulose | 1 | ratio | BAMB | BAMB_ElementCommon | 9074E2A5-95FB-A9D1-7A94-FCC9D01E0876 |  | n/a
ReclaimedContent_A5 | bamb@bre.co.uk | 2018-10-24T00:00:00 | Requirement | Type | FlatRoof-Membranepro-climat | 0 | ratio | BAMB | BAMB_ElementCommon | 5A88BFC6-CA07-A1A2-50C9-E68D07C1BE9C |  | n/a
ReclaimedContent_A5 | bamb@bre.co.uk | 2018-10-24T00:00:00 | Requirement | Type | FlatRoof-Raftersintimberfin(softwood) | 0 | ratio | BAMB | BAMB_ElementCommon | F5A72FDB-30A2-5E6D-ACED-69F30321C971 |  | n/a
ReclaimedContent_A5 | bamb@bre.co.uk | 2018-10-24T00:00:00 | Requirement | Type | FlatRoofCovering-EPDM | 0 | ratio | BAMB | BAMB_ElementCommon | 0F6FC2BC-CB25-2621-AC3C-65A3D837198E |  | n/a
ReclaimedContent_A5 | bamb@bre.co.uk | 2018-10-24T00:00:00 | Requirement | Type | FlatRoof-InternalCeilingFinishes:RockPanel | 0 | ratio | BAMB | BAMB_ElementCommon | CDA6E099-CC45-BED3-633B-9BEFEFC1DECD |  | n/a
ReclaimedContent_A5 | bamb@bre.co.uk | 2018-10-24T00:00:00 | Requirement | Type | ExternalWallType1A-RockPanel | 0 | ratio | BAMB | BAMB_ElementCommon | 24CF0A4B-ECC4-75EB-DE0E-592D4AFC4313 |  | n/a
ReclaimedContent_A5 | bamb@bre.co.uk | 2018-10-24T00:00:00 | Requirement | Type | ExternalWallType1A-BatteninSoftWood | 0 | ratio | BAMB | BAMB_ElementCommon | 94F13716-8217-D812-275D-3E71C45E1301 |  | n/a
ReclaimedContent_A5 | bamb@bre.co.uk | 2018-10-24T00:00:00 | Requirement | Type | ExternalWallType1A-Caisson-MDF(outersheet) | 0 | ratio | BAMB | BAMB_ElementCommon | F48F313D-76B8-851C-C633-7FA490E79794 |  | n/a
ReclaimedContent_A5 | bamb@bre.co.uk | 2018-10-24T00:00:00 | Requirement | Type | ExternalWallType1A-Caisson-OSB(sidesheet) | 0 | ratio | BAMB | BAMB_ElementCommon | ED7FA880-362F-2431-B870-87DADA8BF98C |  | n/a
ReclaimedContent_A5 | bamb@bre.co.uk | 2018-10-24T00:00:00 | Requirement | Type | ExternalWallType1A-Caisson-IJoist(Web)OSB | 0 | ratio | BAMB | BAMB_ElementCommon | B235D58C-C77D-0D60-83F2-2352320DEE1E |  | n/a
ReclaimedContent_A5 | bamb@bre.co.uk | 2018-10-24T00:00:00 | Requirement | Type | ExternalWallType1A-Caisson-IJoist(flanges) | 0 | ratio | BAMB | BAMB_ElementCommon | 02EDBBB5-D107-678C-3BA3-969A11CB1024 |  | n/a
ReclaimedContent_A5 | bamb@bre.co.uk | 2018-10-24T00:00:00 | Requirement | Type | ExternalWallType1A-Caisson-Woodwool(againstIJoists) | 0 | ratio | BAMB | BAMB_ElementCommon | 07309DF9-4EFF-85AD-3ADD-E032421A324F |  | n/a
ReclaimedContent_A5 | bamb@bre.co.uk | 2018-10-24T00:00:00 | Requirement | Type | ExternalWallType1A-Caisson-OSB(innersheet) | 0 | ratio | BAMB | BAMB_ElementCommon | 6C7D2836-A9F5-A63A-7BDC-C4925EF9278D |  | n/a
ReclaimedContent_A5 | bamb@bre.co.uk | 2018-10-24T00:00:00 | Requirement | Type | ExternalWallType1A-Cellulose | 1 | ratio | BAMB | BAMB_ElementCommon | 09A0863E-EC0B-D138-5105-750A12F020CB |  | n/a
ReclaimedContent_A5 | bamb@bre.co.uk | 2018-10-24T00:00:00 | Requirement | Type | ExternalWallType1B-RockPanel | 0 | ratio | BAMB | BAMB_ElementCommon | 0E01E5E9-8BDD-4B00-8647-DA251A53CF7D |  | n/a
ReclaimedContent_A5 | bamb@bre.co.uk | 2018-10-24T00:00:00 | Requirement | Type | ExternalWallType1B-BatteninSoftWood | 0 | ratio | BAMB | BAMB_ElementCommon | FA18E09B-8E22-D29D-1734-4E2FA4EA688E |  | n/a
ReclaimedContent_A5 | bamb@bre.co.uk | 2018-10-24T00:00:00 | Requirement | Type | ExternalWallType1B-Caisson-MDF(outersheet) | 0 | ratio | BAMB | BAMB_ElementCommon | 27DC1779-98F5-E759-FD1C-B9BEF0E382F2 |  | n/a
ReclaimedContent_A5 | bamb@bre.co.uk | 2018-10-24T00:00:00 | Requirement | Type | ExternalWallType1B-Caisson-OSB(sidesheet) | 0 | ratio | BAMB | BAMB_ElementCommon | 87DE2E37-8602-A795-12FC-DFC0144D1F4F |  | n/a
ReclaimedContent_A5 | bamb@bre.co.uk | 2018-10-24T00:00:00 | Requirement | Type | ExternalWallType1B-Caisson-IJoist(Web)OSB | 0 | ratio | BAMB | BAMB_ElementCommon | 2CB8EF27-5DCD-06A9-7068-D8ECFD510E62 |  | n/a
ReclaimedContent_A5 | bamb@bre.co.uk | 2018-10-24T00:00:00 | Requirement | Type | ExternalWallType1B-Caisson-IJoist(flanges) | 0 | ratio | BAMB | BAMB_ElementCommon | 1571E3E5-A1F1-83C8-617C-E1736A79EDB9 |  | n/a
ReclaimedContent_A5 | bamb@bre.co.uk | 2018-10-24T00:00:00 | Requirement | Type | ExternalWallType1B-Caisson-Woodwool(againstIJoists) | 0 | ratio | BAMB | BAMB_ElementCommon | 816523DD-BFF7-D99D-F508-AC042F8FFED2 |  | n/a
ReclaimedContent_A5 | bamb@bre.co.uk | 2018-10-24T00:00:00 | Requirement | Type | ExternalWallType1B-Caisson-OSB(innersheet) | 0 | ratio | BAMB | BAMB_ElementCommon | 391204D1-7CF3-2C3E-622A-B145FECA5F0F |  | n/a
ReclaimedContent_A5 | bamb@bre.co.uk | 2018-10-24T00:00:00 | Requirement | Type | ExternalWallType1B-Cellulose | 1 | ratio | BAMB | BAMB_ElementCommon | 398B39BC-8A19-901E-A795-E5316F3EA05B |  | n/a
ReclaimedContent_A5 | bamb@bre.co.uk | 2018-10-24T00:00:00 | Requirement | Type | ExternalWallType1B-ClayPlasterFinish | 0 | ratio | BAMB | BAMB_ElementCommon | AA7D6DD2-006F-7F6D-3FB1-18CC62BEE1DF |  | n/a
ReclaimedContent_A5 | bamb@bre.co.uk | 2018-10-24T00:00:00 | Requirement | Type | ExternalWallType2-ReclaimedCedarCladding | 0 | ratio | BAMB | BAMB_ElementCommon | 8D992B34-964C-6907-D8AB-7ECF69EB1FA9 |  | n/a
ReclaimedContent_A5 | bamb@bre.co.uk | 2018-10-24T00:00:00 | Requirement | Type | ExternalWallType2-BatteninSoftWood | 0 | ratio | BAMB | BAMB_ElementCommon | 72D21524-7706-EBAE-97E4-1483B7AF4C7D |  | n/a
ReclaimedContent_A5 | bamb@bre.co.uk | 2018-10-24T00:00:00 | Requirement | Type | ExternalWallType2-Caisson-MDF(outersheet) | 0 | ratio | BAMB | BAMB_ElementCommon | 51020E5C-5E22-E98D-E094-CCFA74B865BF |  | n/a
ReclaimedContent_A5 | bamb@bre.co.uk | 2018-10-24T00:00:00 | Requirement | Type | ExternalWallType2-Caisson-OSB(sidesheet) | 0 | ratio | BAMB | BAMB_ElementCommon | DE681923-B145-9A13-4582-7E0D8E39A93D |  | n/a
ReclaimedContent_A5 | bamb@bre.co.uk | 2018-10-24T00:00:00 | Requirement | Type | ExternalWallType2-Caisson-IJoist(Web)OSB | 0 | ratio | BAMB | BAMB_ElementCommon | BC8EA0D1-4C0C-C5E2-A3C8-6D6DBAD529E6 |  | n/a
ReclaimedContent_A5 | bamb@bre.co.uk | 2018-10-24T00:00:00 | Requirement | Type | ExternalWallType2-Caisson-IJoist(flanges) | 0 | ratio | BAMB | BAMB_ElementCommon | F4099A03-2BA5-4033-DB5A-39A746F7EDC1 |  | n/a
ReclaimedContent_A5 | bamb@bre.co.uk | 2018-10-24T00:00:00 | Requirement | Type | ExternalWallType2-Caisson-Woodwool(againstIJoists) | 0 | ratio | BAMB | BAMB_ElementCommon | 06A9B047-3483-EBE3-09C0-2BA5B5848E01 |  | n/a
ReclaimedContent_A5 | bamb@bre.co.uk | 2018-10-24T00:00:00 | Requirement | Type | ExternalWallType2-Caisson-OSB(innersheet) | 0 | ratio | BAMB | BAMB_ElementCommon | 157D2D3C-1D10-3498-5BEC-F81DE3D4E207 |  | n/a
ReclaimedContent_A5 | bamb@bre.co.uk | 2018-10-24T00:00:00 | Requirement | Type | ExternalWallType2-Cellulose | 1 | ratio | BAMB | BAMB_ElementCommon | 6797A3BB-9BEE-807A-6781-4CF488A0457F |  | n/a
ReclaimedContent_A5 | bamb@bre.co.uk | 2018-10-24T00:00:00 | Requirement | Type | ExternalWindows-TimberFrame | 0 | ratio | BAMB | BAMB_ElementCommon | E7370655-A3E4-D5D1-C501-34CB63A03B76 |  | n/a
ReclaimedContent_A5 | bamb@bre.co.uk | 2018-10-24T00:00:00 | Requirement | Type | ExternalWindows-Glazing(doubleglazed,sealedunit) | 0 | ratio | BAMB | BAMB_ElementCommon | E93CC150-8609-19E8-CDA5-166CF16E7944 |  | n/a
ReclaimedContent_A5 | bamb@bre.co.uk | 2018-10-24T00:00:00 | Requirement | Type | InternalwallsandParitions-ClayPlasterFinish | 0 | ratio | BAMB | BAMB_ElementCommon | A071EE76-D4BA-2E40-2062-649F662953E4 |  | n/a
ReclaimedContent_A5 | bamb@bre.co.uk | 2018-10-24T00:00:00 | Requirement | Type | InternalwallsandParitions-ClayBrick | 0 | ratio | BAMB | BAMB_ElementCommon | 5CFCF1D8-6A27-A846-1BEE-064BB1268EDB |  | n/a
ReclaimedContent_A5 | bamb@bre.co.uk | 2018-10-24T00:00:00 | Requirement | Type | InternalwallsandParitions-MortarforClayBrick | 0 | ratio | BAMB | BAMB_ElementCommon | 9C5E9A27-4EF4-63D0-6C22-DB594EA8544A |  | n/a
GWP_A1ToA3 | bamb@bre.co.uk | 2018-10-24T00:00:00 | Requirement | Type | Groundfloor-MDF | 484.5747 | kg CO₂ eq. / functional unit | BAMB | BAMB_ClimateChange | C016E7C4-8978-2528-54B4-D444784D538E |  | n/a
GWP_A1ToA3 | bamb@bre.co.uk | 2018-10-24T00:00:00 | Requirement | Type | Groundfloor-TimberJoist(softwood) | 347.073 | kg CO₂ eq. / functional unit | BAMB | BAMB_ClimateChange | D98B6406-5AAD-085F-44B9-3C0CD3E94E39 |  | n/a
GWP_A1ToA3 | bamb@bre.co.uk | 2018-10-24T00:00:00 | Requirement | Type | Groundfloor-Cork | 1625.039 | kg CO₂ eq. / functional unit | BAMB | BAMB_ClimateChange | 518562CD-819C-A4EE-D593-9A2F7B342749 |  | n/a
GWP_A1ToA3 | bamb@bre.co.uk | 2018-10-24T00:00:00 | Requirement | Type | Groundfloor-Woodwool | 248 | kg CO₂ eq. / functional unit | BAMB | BAMB_ClimateChange | 07EA33DF-5511-0F7B-65F9-E73E2F84645F |  | n/a
GWP_A1ToA3 | bamb@bre.co.uk | 2018-10-24T00:00:00 | Requirement | Type | Groundfloor-OSB | 1092.5409 | kg CO₂ eq. / functional unit | BAMB | BAMB_ClimateChange | ED90D5FA-0A6A-3007-A6D5-3C536FC3AB1B |  | n/a
GWP_A1ToA3 | bamb@bre.co.uk | 2018-10-24T00:00:00 | Requirement | Type | Groundfloor-AcousticPanel:cementboard | 551.4567 | kg CO₂ eq. / functional unit | BAMB | BAMB_ClimateChange | FA0840B5-E605-25AD-777F-01EE79AAB499 |  | n/a
GWP_A1ToA3 | bamb@bre.co.uk | 2018-10-24T00:00:00 | Requirement | Type | Groundfloor-Floorfinishes:parquet | 314.9921 | kg CO₂ eq. / functional unit | BAMB | BAMB_ClimateChange | 878B3813-AB3A-1044-BE2C-DA3C012F048A |  | n/a
GWP_A1ToA3 | bamb@bre.co.uk | 2018-10-24T00:00:00 | Requirement | Type | TimberFrame-ExternalColumns:SoftWood | 347.073 | kg CO₂ eq. / functional unit | BAMB | BAMB_ClimateChange | 64B3DE2A-3535-323B-E9C2-90D62A3E7791 |  | n/a
GWP_A1ToA3 | bamb@bre.co.uk | 2018-10-24T00:00:00 | Requirement | Type | TimberFrame-InternalColumnsType1:SoftWood | 347.073 | kg CO₂ eq. / functional unit | BAMB | BAMB_ClimateChange | 10E9CD2F-6988-1EC8-300A-8AFAC05907C1 |  | n/a
GWP_A1ToA3 | bamb@bre.co.uk | 2018-10-24T00:00:00 | Requirement | Type | TimberFrame-InternalColumnsType2:SoftWood | 347.073 | kg CO₂ eq. / functional unit | BAMB | BAMB_ClimateChange | 64AD229E-2AD3-D6B4-BAC3-D4204E066B65 |  | n/a
GWP_A1ToA3 | bamb@bre.co.uk | 2018-10-24T00:00:00 | Requirement | Type | TimberFrame-Beam-Roof:SoftWood | 347.073 | kg CO₂ eq. / functional unit | BAMB | BAMB_ClimateChange | AF5B7368-60C6-6165-2016-8B9BD89CBF7E |  | n/a
GWP_A1ToA3 | bamb@bre.co.uk | 2018-10-24T00:00:00 | Requirement | Type | Mezzanine-RockPanel | 1875 | kg CO₂ eq. / functional unit | BAMB | BAMB_ClimateChange | 3FFCF8F3-994D-97C0-CE56-8DF099D46137 |  | n/a
GWP_A1ToA3 | bamb@bre.co.uk | 2018-10-24T00:00:00 | Requirement | Type | Mezzanine-Joist(softwood) | 347.073 | kg CO₂ eq. / functional unit | BAMB | BAMB_ClimateChange | 786892C8-E4C1-0C0B-3F15-EEAF1A0DAFBC |  | n/a
GWP_A1ToA3 | bamb@bre.co.uk | 2018-10-24T00:00:00 | Requirement | Type | Mezzanine-OSB | 1092.5444 | kg CO₂ eq. / functional unit | BAMB | BAMB_ClimateChange | EECC8ECE-8519-6A1B-0006-193CCDCAD4ED |  | n/a
GWP_A1ToA3 | bamb@bre.co.uk | 2018-10-24T00:00:00 | Requirement | Type | Mezzanine-AcousticPanel:cementboard | 551.4567 | kg CO₂ eq. / functional unit | BAMB | BAMB_ClimateChange | D7046856-6828-F1E9-BBD9-735EB9D46059 |  | n/a
GWP_A1ToA3 | bamb@bre.co.uk | 2018-10-24T00:00:00 | Requirement | Type | Mezzanine-Floorfinishes:parquet | 314.9921 | kg CO₂ eq. / functional unit | BAMB | BAMB_ClimateChange | 219E5E77-C34A-8982-A3A5-5BABF37D1728 |  | n/a
GWP_A1ToA3 | bamb@bre.co.uk | 2018-10-24T00:00:00 | Requirement | Type | PichedRoof-Raftersintimberfin(softwood) | 347.073 | kg CO₂ eq. / functional unit | BAMB | BAMB_ClimateChange | F1ECBC50-4232-BD80-A4FE-BC584002645C |  | n/a
GWP_A1ToA3 | bamb@bre.co.uk | 2018-10-24T00:00:00 | Requirement | Type | PichedRoof-WaterproofMembrane | 2512.5501 | kg CO₂ eq. / functional unit | BAMB | BAMB_ClimateChange | 016399F7-D765-5D01-2525-0561D30EBD36 |  | n/a
GWP_A1ToA3 | bamb@bre.co.uk | 2018-10-24T00:00:00 | Requirement | Type | PichedRoof-OSB_1 | 1092.5444 | kg CO₂ eq. / functional unit | BAMB | BAMB_ClimateChange | 3C896E7E-1280-D57A-F914-FB9B7D11522C |  | n/a
GWP_A1ToA3 | bamb@bre.co.uk | 2018-10-24T00:00:00 | Requirement | Type | PichedRoof-TimberJoist | 347.073 | kg CO₂ eq. / functional unit | BAMB | BAMB_ClimateChange | 7D05FB47-4A6F-1EAB-394D-0D55044158D8 |  | n/a
GWP_A1ToA3 | bamb@bre.co.uk | 2018-10-24T00:00:00 | Requirement | Type | PichedRoof-Woodwool | 248 | kg CO₂ eq. / functional unit | BAMB | BAMB_ClimateChange | DB0AB553-4A68-9A71-28BE-2866C23B91EA |  | n/a
GWP_A1ToA3 | bamb@bre.co.uk | 2018-10-24T00:00:00 | Requirement | Type | PichedRoof-OSB_2 | 1092.5444 | kg CO₂ eq. / functional unit | BAMB | BAMB_ClimateChange | 827719EF-07C8-99A0-924F-2F1E469AB3C1 |  | n/a
GWP_A1ToA3 | bamb@bre.co.uk | 2018-10-24T00:00:00 | Requirement | Type | PichedRoofCovering-Corrugatedglalvanisedsteelsheet | 2598.428 | kg CO₂ eq. / functional unit | BAMB | BAMB_ClimateChange | 37650D57-5AE0-DD20-D335-95838236C918 |  | n/a
GWP_A1ToA3 | bamb@bre.co.uk | 2018-10-24T00:00:00 | Requirement | Type | FlatRoof-MDF(ref:totem) | 484.5747 | kg CO₂ eq. / functional unit | BAMB | BAMB_ClimateChange | 16714469-4797-C822-B304-9A2A4AA56500 |  | n/a
GWP_A1ToA3 | bamb@bre.co.uk | 2018-10-24T00:00:00 | Requirement | Type | FlatRoof-OSB | 1092.5444 | kg CO₂ eq. / functional unit | BAMB | BAMB_ClimateChange | 6EBB754F-6311-9606-0738-7BD2D637CB92 |  | n/a
GWP_A1ToA3 | bamb@bre.co.uk | 2018-10-24T00:00:00 | Requirement | Type | FlatRoof-Cellulose | 264.1103 | kg CO₂ eq. / functional unit | BAMB | BAMB_ClimateChange | 8059D2AC-D83E-B418-3E69-34ED0B0F4D06 |  | n/a
GWP_A1ToA3 | bamb@bre.co.uk | 2018-10-24T00:00:00 | Requirement | Type | FlatRoof-Membranepro-climat | 2512.5501 | kg CO₂ eq. / functional unit | BAMB | BAMB_ClimateChange | 607039FE-2983-1FD3-6272-A64A299D79D6 |  | n/a
GWP_A1ToA3 | bamb@bre.co.uk | 2018-10-24T00:00:00 | Requirement | Type | FlatRoof-Raftersintimberfin(softwood) | 347.073 | kg CO₂ eq. / functional unit | BAMB | BAMB_ClimateChange | C39F5E27-83D6-CBCF-F033-8A916B251BFC |  | n/a
GWP_A1ToA3 | bamb@bre.co.uk | 2018-10-24T00:00:00 | Requirement | Type | FlatRoofCovering-EPDM | 2512.5501 | kg CO₂ eq. / functional unit | BAMB | BAMB_ClimateChange | EF332E58-4099-09E2-F800-2C610C6762EF |  | n/a
GWP_A1ToA3 | bamb@bre.co.uk | 2018-10-24T00:00:00 | Requirement | Type | FlatRoof-InternalCeilingFinishes:RockPanel | 1875 | kg CO₂ eq. / functional unit | BAMB | BAMB_ClimateChange | FE278E25-CFED-1C8B-DDDE-F90CA88C09F8 |  | n/a
GWP_A1ToA3 | bamb@bre.co.uk | 2018-10-24T00:00:00 | Requirement | Type | ExternalWallType1A-RockPanel | 1875 | kg CO₂ eq. / functional unit | BAMB | BAMB_ClimateChange | 7F7E9E1A-03A2-F11D-65B7-74AA63C7B028 |  | n/a
GWP_A1ToA3 | bamb@bre.co.uk | 2018-10-24T00:00:00 | Requirement | Type | ExternalWallType1A-BatteninSoftWood | 347.073 | kg CO₂ eq. / functional unit | BAMB | BAMB_ClimateChange | 8BD86396-7F87-1C93-B865-BF1118507542 |  | n/a
GWP_A1ToA3 | bamb@bre.co.uk | 2018-10-24T00:00:00 | Requirement | Type | ExternalWallType1A-Caisson-MDF(outersheet) | 484.5747 | kg CO₂ eq. / functional unit | BAMB | BAMB_ClimateChange | FF4E7935-BDF8-CE50-DB3C-47EADE62E733 |  | n/a
GWP_A1ToA3 | bamb@bre.co.uk | 2018-10-24T00:00:00 | Requirement | Type | ExternalWallType1A-Caisson-OSB(sidesheet) | 1092.5444 | kg CO₂ eq. / functional unit | BAMB | BAMB_ClimateChange | 7FF95367-D3F6-293B-ED63-AD94018AEBB3 |  | n/a
GWP_A1ToA3 | bamb@bre.co.uk | 2018-10-24T00:00:00 | Requirement | Type | ExternalWallType1A-Caisson-IJoist(Web)OSB | 1092.5444 | kg CO₂ eq. / functional unit | BAMB | BAMB_ClimateChange | 62FD6C32-6409-F284-312B-1DB50F64C036 |  | n/a
GWP_A1ToA3 | bamb@bre.co.uk | 2018-10-24T00:00:00 | Requirement | Type | ExternalWallType1A-Caisson-IJoist(flanges) | 347.073 | kg CO₂ eq. / functional unit | BAMB | BAMB_ClimateChange | 941F9809-68A1-85A1-8AAF-2585184DB04A |  | n/a
GWP_A1ToA3 | bamb@bre.co.uk | 2018-10-24T00:00:00 | Requirement | Type | ExternalWallType1A-Caisson-Woodwool(againstIJoists) | 248 | kg CO₂ eq. / functional unit | BAMB | BAMB_ClimateChange | 88B051E0-4884-3160-039F-76625E28DBF0 |  | n/a
GWP_A1ToA3 | bamb@bre.co.uk | 2018-10-24T00:00:00 | Requirement | Type | ExternalWallType1A-Caisson-OSB(innersheet) | 1092.5444 | kg CO₂ eq. / functional unit | BAMB | BAMB_ClimateChange | 11B6D04F-1DEF-6479-2518-DBB6E318478D |  | n/a
GWP_A1ToA3 | bamb@bre.co.uk | 2018-10-24T00:00:00 | Requirement | Type | ExternalWallType1A-Cellulose | 264.1103 | kg CO₂ eq. / functional unit | BAMB | BAMB_ClimateChange | 1EF034DC-D1E5-2459-C0F0-523BA64B0BF3 |  | n/a
GWP_A1ToA3 | bamb@bre.co.uk | 2018-10-24T00:00:00 | Requirement | Type | ExternalWallType1B-RockPanel | 1875 | kg CO₂ eq. / functional unit | BAMB | BAMB_ClimateChange | A6E6DE04-CB8F-EE33-999A-4A6106BB1786 |  | n/a
GWP_A1ToA3 | bamb@bre.co.uk | 2018-10-24T00:00:00 | Requirement | Type | ExternalWallType1B-BatteninSoftWood | 347.073 | kg CO₂ eq. / functional unit | BAMB | BAMB_ClimateChange | 289A5AF8-F343-F29D-093D-4CFEC688D4D3 |  | n/a
GWP_A1ToA3 | bamb@bre.co.uk | 2018-10-24T00:00:00 | Requirement | Type | ExternalWallType1B-Caisson-MDF(outersheet) | 484.5747 | kg CO₂ eq. / functional unit | BAMB | BAMB_ClimateChange | 2BB12A89-244C-8A47-4066-54A7400F4CA7 |  | n/a
GWP_A1ToA3 | bamb@bre.co.uk | 2018-10-24T00:00:00 | Requirement | Type | ExternalWallType1B-Caisson-OSB(sidesheet) | 1092.5444 | kg CO₂ eq. / functional unit | BAMB | BAMB_ClimateChange | 66901E6F-17F4-F21A-7BE0-F3C2C46FC8F5 |  | n/a
GWP_A1ToA3 | bamb@bre.co.uk | 2018-10-24T00:00:00 | Requirement | Type | ExternalWallType1B-Caisson-IJoist(Web)OSB | 1092.5444 | kg CO₂ eq. / functional unit | BAMB | BAMB_ClimateChange | A75F0EAD-FD45-EE5E-6B4D-5A324D85F52C |  | n/a
GWP_A1ToA3 | bamb@bre.co.uk | 2018-10-24T00:00:00 | Requirement | Type | ExternalWallType1B-Caisson-IJoist(flanges) | 347.073 | kg CO₂ eq. / functional unit | BAMB | BAMB_ClimateChange | 84485360-ADEA-D700-8246-5E1BC61167E0 |  | n/a
GWP_A1ToA3 | bamb@bre.co.uk | 2018-10-24T00:00:00 | Requirement | Type | ExternalWallType1B-Caisson-Woodwool(againstIJoists) | 248 | kg CO₂ eq. / functional unit | BAMB | BAMB_ClimateChange | 1ED114FE-71DB-B4E0-FB4D-381A8671DE32 |  | n/a
GWP_A1ToA3 | bamb@bre.co.uk | 2018-10-24T00:00:00 | Requirement | Type | ExternalWallType1B-Caisson-OSB(innersheet) | 1092.5444 | kg CO₂ eq. / functional unit | BAMB | BAMB_ClimateChange | 68088025-F502-E475-D3DD-ED00AF1D8646 |  | n/a
GWP_A1ToA3 | bamb@bre.co.uk | 2018-10-24T00:00:00 | Requirement | Type | ExternalWallType1B-Cellulose | 264.1103 | kg CO₂ eq. / functional unit | BAMB | BAMB_ClimateChange | 19DD37DB-F60A-2A5C-751E-BAAAB6373CAA |  | n/a
GWP_A1ToA3 | bamb@bre.co.uk | 2018-10-24T00:00:00 | Requirement | Type | ExternalWallType1B-ClayPlasterFinish | 187.8385 | kg CO₂ eq. / functional unit | BAMB | BAMB_ClimateChange | E5E38B76-055C-58EB-6A48-1BFE42E0072E |  | n/a
GWP_A1ToA3 | bamb@bre.co.uk | 2018-10-24T00:00:00 | Requirement | Type | ExternalWallType2-ReclaimedCedarCladding | 5.8132 | kg CO₂ eq. / functional unit | BAMB | BAMB_ClimateChange | C2079BB5-B0C5-919A-CEBD-DA95FB30997E |  | n/a
GWP_A1ToA3 | bamb@bre.co.uk | 2018-10-24T00:00:00 | Requirement | Type | ExternalWallType2-BatteninSoftWood | 347.073 | kg CO₂ eq. / functional unit | BAMB | BAMB_ClimateChange | FF368A1F-105E-5B29-D390-A56BF46FFA25 |  | n/a
GWP_A1ToA3 | bamb@bre.co.uk | 2018-10-24T00:00:00 | Requirement | Type | ExternalWallType2-Caisson-MDF(outersheet) | 484.5747 | kg CO₂ eq. / functional unit | BAMB | BAMB_ClimateChange | 09777DDF-EC6B-90B6-EF24-F5D5EB770ADD |  | n/a
GWP_A1ToA3 | bamb@bre.co.uk | 2018-10-24T00:00:00 | Requirement | Type | ExternalWallType2-Caisson-OSB(sidesheet) | 1092.5444 | kg CO₂ eq. / functional unit | BAMB | BAMB_ClimateChange | 56364BF8-4798-DC35-9916-F7DFB1BA7D0C |  | n/a
GWP_A1ToA3 | bamb@bre.co.uk | 2018-10-24T00:00:00 | Requirement | Type | ExternalWallType2-Caisson-IJoist(Web)OSB | 1092.5444 | kg CO₂ eq. / functional unit | BAMB | BAMB_ClimateChange | 2E60AF40-80E8-CBD6-B145-8C6CAB9AF464 |  | n/a
GWP_A1ToA3 | bamb@bre.co.uk | 2018-10-24T00:00:00 | Requirement | Type | ExternalWallType2-Caisson-IJoist(flanges) | 347.073 | kg CO₂ eq. / functional unit | BAMB | BAMB_ClimateChange | 48CDEFC3-CDD1-66DC-241C-C5AC45C418F1 |  | n/a
GWP_A1ToA3 | bamb@bre.co.uk | 2018-10-24T00:00:00 | Requirement | Type | ExternalWallType2-Caisson-Woodwool(againstIJoists) | 248 | kg CO₂ eq. / functional unit | BAMB | BAMB_ClimateChange | 06FDE3B9-8950-5ECE-21E8-EF89980934BA |  | n/a
GWP_A1ToA3 | bamb@bre.co.uk | 2018-10-24T00:00:00 | Requirement | Type | ExternalWallType2-Caisson-OSB(innersheet) | 1092.5444 | kg CO₂ eq. / functional unit | BAMB | BAMB_ClimateChange | 22D47DAC-BC5E-1436-B7E2-9ABF6178CD8D |  | n/a
GWP_A1ToA3 | bamb@bre.co.uk | 2018-10-24T00:00:00 | Requirement | Type | ExternalWallType2-Cellulose | 264.1103 | kg CO₂ eq. / functional unit | BAMB | BAMB_ClimateChange | 8D0256D9-2D11-7AD5-6B89-F7274527F204 |  | n/a
GWP_A1ToA3 | bamb@bre.co.uk | 2018-10-24T00:00:00 | Requirement | Type | ExternalWindows-TimberFrame | 347.073 | kg CO₂ eq. / functional unit | BAMB | BAMB_ClimateChange | 669FF8FA-FADE-387A-B80F-46DC0F40B2C9 |  | n/a
GWP_A1ToA3 | bamb@bre.co.uk | 2018-10-24T00:00:00 | Requirement | Type | ExternalWindows-Glazing(doubleglazed,sealedunit) | 1184.1063 | kg CO₂ eq. / functional unit | BAMB | BAMB_ClimateChange | BE99AD23-846E-F330-7A6F-DA56D28F9EFC |  | n/a
GWP_A1ToA3 | bamb@bre.co.uk | 2018-10-24T00:00:00 | Requirement | Type | InternalwallsandParitions-ClayPlasterFinish | 187.8385 | kg CO₂ eq. / functional unit | BAMB | BAMB_ClimateChange | F2A84F71-4AAC-E1D6-E2FF-68BF3933D087 |  | n/a
GWP_A1ToA3 | bamb@bre.co.uk | 2018-10-24T00:00:00 | Requirement | Type | InternalwallsandParitions-ClayBrick | 237.4348 | kg CO₂ eq. / functional unit | BAMB | BAMB_ClimateChange | 77A19E65-5828-DD74-7EC1-16C9FBC493A2 |  | n/a
GWP_A1ToA3 | bamb@bre.co.uk | 2018-10-24T00:00:00 | Requirement | Type | InternalwallsandParitions-MortarforClayBrick | 150.7294 | kg CO₂ eq. / functional unit | BAMB | BAMB_ClimateChange | 7E4DD04A-E179-2EBD-27F4-C8AAE546763B |  | n/a
OuterSurfaceArea | bamb@bre.co.uk | 2018-10-24T00:00:00 | Requirement | Type | Groundfloor-MDF | 53.7 | m² | BAMB | BAMB_ElementQuantities | 86D81A59-034D-0126-0D9F-F068A5F4A429 |  | n/a
OuterSurfaceArea | bamb@bre.co.uk | 2018-10-24T00:00:00 | Requirement | Type | Groundfloor-TimberJoist(softwood) | 912 | m² | BAMB | BAMB_ElementQuantities | 23AE2240-76AD-C622-B8BB-1ADBF72D65CD |  | n/a
OuterSurfaceArea | bamb@bre.co.uk | 2018-10-24T00:00:00 | Requirement | Type | Groundfloor-Cork | 3420 | m² | BAMB | BAMB_ElementQuantities | 8757A4CE-4AFC-8B1D-30D0-8314995DE8F4 |  | n/a
OuterSurfaceArea | bamb@bre.co.uk | 2018-10-24T00:00:00 | Requirement | Type | Groundfloor-Woodwool | 5560 | m² | BAMB | BAMB_ElementQuantities | F0A770D7-203E-4605-B436-77A7A137DE2A |  | n/a
OuterSurfaceArea | bamb@bre.co.uk | 2018-10-24T00:00:00 | Requirement | Type | Groundfloor-OSB | 53.7 | m² | BAMB | BAMB_ElementQuantities | 06D4207C-B426-1950-C971-84C40AE39A8D |  | n/a
OuterSurfaceArea | bamb@bre.co.uk | 2018-10-24T00:00:00 | Requirement | Type | Groundfloor-AcousticPanel:cementboard | 53.7 | m² | BAMB | BAMB_ElementQuantities | C341B03F-3EED-929B-EB50-97F351F0CD97 |  | n/a
OuterSurfaceArea | bamb@bre.co.uk | 2018-10-24T00:00:00 | Requirement | Type | Groundfloor-Floorfinishes:parquet | 53.7 | m² | BAMB | BAMB_ElementQuantities | C5BDACA6-A26C-92FE-D0B3-79EC8529719E |  | n/a
OuterSurfaceArea | bamb@bre.co.uk | 2018-10-24T00:00:00 | Requirement | Type | TimberFrame-ExternalColumns:SoftWood | 412.56 | m² | BAMB | BAMB_ElementQuantities | E3DF14D1-5870-F9E4-A38E-F71B7F0D3CDE |  | n/a
OuterSurfaceArea | bamb@bre.co.uk | 2018-10-24T00:00:00 | Requirement | Type | TimberFrame-InternalColumnsType1:SoftWood | 356.4 | m² | BAMB | BAMB_ElementQuantities | 89AB289C-7A00-314A-BD3A-919BD0016D47 |  | n/a
OuterSurfaceArea | bamb@bre.co.uk | 2018-10-24T00:00:00 | Requirement | Type | TimberFrame-InternalColumnsType2:SoftWood | 237.6 | m² | BAMB | BAMB_ElementQuantities | E2DC7165-3FF6-E4A7-195D-C23F72A3D73F |  | n/a
OuterSurfaceArea | bamb@bre.co.uk | 2018-10-24T00:00:00 | Requirement | Type | TimberFrame-Beam-Roof:SoftWood | 606 | m² | BAMB | BAMB_ElementQuantities | 03EC905C-0CB6-C295-F8DD-0A08193F0CF5 |  | n/a
OuterSurfaceArea | bamb@bre.co.uk | 2018-10-24T00:00:00 | Requirement | Type | Mezzanine-RockPanel | 12.7 | m² | BAMB | BAMB_ElementQuantities | 082DCCFB-54AB-DFFC-1339-E0EB7389F53C |  | n/a
OuterSurfaceArea | bamb@bre.co.uk | 2018-10-24T00:00:00 | Requirement | Type | Mezzanine-Joist(softwood) | 96.768 | m² | BAMB | BAMB_ElementQuantities | 8B5513F7-A626-93BF-82C9-74912A34F1AB |  | n/a
OuterSurfaceArea | bamb@bre.co.uk | 2018-10-24T00:00:00 | Requirement | Type | Mezzanine-OSB | 12.7 | m² | BAMB | BAMB_ElementQuantities | F45A7188-6912-D0D6-3B4B-D67F578EAE83 |  | n/a
OuterSurfaceArea | bamb@bre.co.uk | 2018-10-24T00:00:00 | Requirement | Type | Mezzanine-AcousticPanel:cementboard | 12.7 | m² | BAMB | BAMB_ElementQuantities | D34893D8-E6A2-6489-7EAE-2D6AA1524B22 |  | n/a
OuterSurfaceArea | bamb@bre.co.uk | 2018-10-24T00:00:00 | Requirement | Type | Mezzanine-Floorfinishes:parquet | 12.7 | m² | BAMB | BAMB_ElementQuantities | F2DD9A30-4B1C-8277-38B3-47198883FA83 |  | n/a
OuterSurfaceArea | bamb@bre.co.uk | 2018-10-24T00:00:00 | Requirement | Type | PichedRoof-Raftersintimberfin(softwood) | 115.65 | m² | BAMB | BAMB_ElementQuantities | 1225C216-7259-C50B-C7B5-1E5EF0CBE26E |  | n/a
OuterSurfaceArea | bamb@bre.co.uk | 2018-10-24T00:00:00 | Requirement | Type | PichedRoof-WaterproofMembrane | 45.5 | m² | BAMB | BAMB_ElementQuantities | EC580CA8-DFF2-785E-6265-A4422BE0B22C |  | n/a
OuterSurfaceArea | bamb@bre.co.uk | 2018-10-24T00:00:00 | Requirement | Type | PichedRoof-OSB_1 | 45.5 | m² | BAMB | BAMB_ElementQuantities | F94194BE-C449-2E6B-51A5-23031F8B712B |  | n/a
OuterSurfaceArea | bamb@bre.co.uk | 2018-10-24T00:00:00 | Requirement | Type | PichedRoof-TimberJoist | 394.752 | m² | BAMB | BAMB_ElementQuantities | 7E0D3C30-96FC-79E7-C0DF-FF032696DBFA |  | n/a
OuterSurfaceArea | bamb@bre.co.uk | 2018-10-24T00:00:00 | Requirement | Type | PichedRoof-Woodwool | 6890 | m² | BAMB | BAMB_ElementQuantities | 73421C28-A01E-CE5B-5DFE-1A413382FDC4 |  | n/a
OuterSurfaceArea | bamb@bre.co.uk | 2018-10-24T00:00:00 | Requirement | Type | PichedRoof-OSB_2 | 45.5 | m² | BAMB | BAMB_ElementQuantities | 6BE044CD-08D8-1A32-552A-352F2D7145E8 |  | n/a
OuterSurfaceArea | bamb@bre.co.uk | 2018-10-24T00:00:00 | Requirement | Type | PichedRoofCovering-Corrugatedglalvanisedsteelsheet | 45.5 | m² | BAMB | BAMB_ElementQuantities | 13C4CFEF-B969-80D2-0681-15DF007301C6 |  | n/a
OuterSurfaceArea | bamb@bre.co.uk | 2018-10-24T00:00:00 | Requirement | Type | FlatRoof-MDF(ref:totem) | 13.7 | m² | BAMB | BAMB_ElementQuantities | 36085F33-3B49-FB7D-82FC-70AE279FE1CA |  | n/a
OuterSurfaceArea | bamb@bre.co.uk | 2018-10-24T00:00:00 | Requirement | Type | FlatRoof-OSB | 13.7 | m² | BAMB | BAMB_ElementQuantities | ED9CC64D-921D-6C57-57BE-0B7991F335FB |  | n/a
OuterSurfaceArea | bamb@bre.co.uk | 2018-10-24T00:00:00 | Requirement | Type | FlatRoof-Cellulose | 3699 | m² | BAMB | BAMB_ElementQuantities | ADC5077C-68BC-A088-63F5-D06173AACD60 |  | n/a
OuterSurfaceArea | bamb@bre.co.uk | 2018-10-24T00:00:00 | Requirement | Type | FlatRoof-Membranepro-climat | 13.7 | m² | BAMB | BAMB_ElementQuantities | B4B07DB4-EBB3-EB05-1F11-41F4A5CA2CAB |  | n/a
OuterSurfaceArea | bamb@bre.co.uk | 2018-10-24T00:00:00 | Requirement | Type | FlatRoof-Raftersintimberfin(softwood) | 4.2562 | m² | BAMB | BAMB_ElementQuantities | 10987042-3A4F-F6B7-6B0F-3E76649F0C50 |  | n/a
OuterSurfaceArea | bamb@bre.co.uk | 2018-10-24T00:00:00 | Requirement | Type | FlatRoofCovering-EPDM | 13.7 | m² | BAMB | BAMB_ElementQuantities | BA92DD11-4A92-3B1D-D501-4EC4422DAADF |  | n/a
OuterSurfaceArea | bamb@bre.co.uk | 2018-10-24T00:00:00 | Requirement | Type | FlatRoof-InternalCeilingFinishes:RockPanel | 13.7 | m² | BAMB | BAMB_ElementQuantities | 4AD7BB38-A53C-2256-653C-A276B37F82A3 |  | n/a
OuterSurfaceArea | bamb@bre.co.uk | 2018-10-24T00:00:00 | Requirement | Type | ExternalWallType1A-RockPanel | 60.2 | m² | BAMB | BAMB_ElementQuantities | 94E7B0F1-81AB-85EE-5096-16B60047C891 |  | n/a
OuterSurfaceArea | bamb@bre.co.uk | 2018-10-24T00:00:00 | Requirement | Type | ExternalWallType1A-BatteninSoftWood | 273.2 | m² | BAMB | BAMB_ElementQuantities | 4234C62C-6C03-E6D4-87CE-730D50657F41 |  | n/a
OuterSurfaceArea | bamb@bre.co.uk | 2018-10-24T00:00:00 | Requirement | Type | ExternalWallType1A-Caisson-MDF(outersheet) | 60.2 | m² | BAMB | BAMB_ElementQuantities | 51CCA572-82F2-F32C-D322-84F5E190D36A |  | n/a
OuterSurfaceArea | bamb@bre.co.uk | 2018-10-24T00:00:00 | Requirement | Type | ExternalWallType1A-Caisson-OSB(sidesheet) | 558 | m² | BAMB | BAMB_ElementQuantities | B2DDE24F-153A-64D2-C3AC-7DF8858BBAE4 |  | n/a
OuterSurfaceArea | bamb@bre.co.uk | 2018-10-24T00:00:00 | Requirement | Type | ExternalWallType1A-Caisson-IJoist(Web)OSB | 197 | m² | BAMB | BAMB_ElementQuantities | 87A973EF-9EDC-3641-28E0-402B949AEB0D |  | n/a
OuterSurfaceArea | bamb@bre.co.uk | 2018-10-24T00:00:00 | Requirement | Type | ExternalWallType1A-Caisson-IJoist(flanges) | 259 | m² | BAMB | BAMB_ElementQuantities | DD5E2BE2-9A0F-4821-BC27-D166E14E8901 |  | n/a
OuterSurfaceArea | bamb@bre.co.uk | 2018-10-24T00:00:00 | Requirement | Type | ExternalWallType1A-Caisson-Woodwool(againstIJoists) | 405 | m² | BAMB | BAMB_ElementQuantities | 40CA767E-6CB5-6EA6-8D76-3B61DADA37D8 |  | n/a
OuterSurfaceArea | bamb@bre.co.uk | 2018-10-24T00:00:00 | Requirement | Type | ExternalWallType1A-Caisson-OSB(innersheet) | 60.2 | m² | BAMB | BAMB_ElementQuantities | F203C9ED-B4C1-9DD8-0B7D-8033169E3822 |  | n/a
OuterSurfaceArea | bamb@bre.co.uk | 2018-10-24T00:00:00 | Requirement | Type | ExternalWallType1A-Cellulose | 22264 | m² | BAMB | BAMB_ElementQuantities | 1E758AA2-35AC-815F-AA05-6EAB330BD04C |  | n/a
OuterSurfaceArea | bamb@bre.co.uk | 2018-10-24T00:00:00 | Requirement | Type | ExternalWallType1B-RockPanel | 31.1 | m² | BAMB | BAMB_ElementQuantities | A34F95A5-E183-A001-E4B8-D397B3DD8EC7 |  | n/a
OuterSurfaceArea | bamb@bre.co.uk | 2018-10-24T00:00:00 | Requirement | Type | ExternalWallType1B-BatteninSoftWood | 154 | m² | BAMB | BAMB_ElementQuantities | 6382583C-7D26-48F6-D80E-B8854450803F |  | n/a
OuterSurfaceArea | bamb@bre.co.uk | 2018-10-24T00:00:00 | Requirement | Type | ExternalWallType1B-Caisson-MDF(outersheet) | 31.1 | m² | BAMB | BAMB_ElementQuantities | DC031E49-272D-5F39-1234-D74472F0FD64 |  | n/a
OuterSurfaceArea | bamb@bre.co.uk | 2018-10-24T00:00:00 | Requirement | Type | ExternalWallType1B-Caisson-OSB(sidesheet) | 392 | m² | BAMB | BAMB_ElementQuantities | 63E83414-6141-3582-EEB4-AD2C9CEDF9D1 |  | n/a
OuterSurfaceArea | bamb@bre.co.uk | 2018-10-24T00:00:00 | Requirement | Type | ExternalWallType1B-Caisson-IJoist(Web)OSB | 195.3 | m² | BAMB | BAMB_ElementQuantities | 47B267CB-83B0-B89F-FF9F-7881C0FAA1EB |  | n/a
OuterSurfaceArea | bamb@bre.co.uk | 2018-10-24T00:00:00 | Requirement | Type | ExternalWallType1B-Caisson-IJoist(flanges) | 182 | m² | BAMB | BAMB_ElementQuantities | CC3EAB70-302B-2330-5C33-BB9CE3ED3DD8 |  | n/a
OuterSurfaceArea | bamb@bre.co.uk | 2018-10-24T00:00:00 | Requirement | Type | ExternalWallType1B-Caisson-Woodwool(againstIJoists) | 284 | m² | BAMB | BAMB_ElementQuantities | 1FEE5D6D-47E8-82DE-9908-814224A3C343 |  | n/a
OuterSurfaceArea | bamb@bre.co.uk | 2018-10-24T00:00:00 | Requirement | Type | ExternalWallType1B-Caisson-OSB(innersheet) | 31.1 | m² | BAMB | BAMB_ElementQuantities | D1F1CDAF-20C3-DBE2-3616-293AD1401A6A |  | n/a
OuterSurfaceArea | bamb@bre.co.uk | 2018-10-24T00:00:00 | Requirement | Type | ExternalWallType1B-Cellulose | 11329 | m² | BAMB | BAMB_ElementQuantities | DFDFE282-BE82-DBC9-2352-9E30762B28AF |  | n/a
OuterSurfaceArea | bamb@bre.co.uk | 2018-10-24T00:00:00 | Requirement | Type | ExternalWallType1B-ClayPlasterFinish | 31.1 | m² | BAMB | BAMB_ElementQuantities | A980837C-1F35-E0F1-EF24-F14540E2023F |  | n/a
OuterSurfaceArea | bamb@bre.co.uk | 2018-10-24T00:00:00 | Requirement | Type | ExternalWallType2-ReclaimedCedarCladding | 33.4 | m² | BAMB | BAMB_ElementQuantities | 9E62EF13-1260-21E3-61BF-587DB249283D |  | n/a
OuterSurfaceArea | bamb@bre.co.uk | 2018-10-24T00:00:00 | Requirement | Type | ExternalWallType2-BatteninSoftWood | 191 | m² | BAMB | BAMB_ElementQuantities | 93F014DC-7317-A053-7217-9E85F5CAA150 |  | n/a
OuterSurfaceArea | bamb@bre.co.uk | 2018-10-24T00:00:00 | Requirement | Type | ExternalWallType2-Caisson-MDF(outersheet) | 33.4 | m² | BAMB | BAMB_ElementQuantities | 6F8FBB4A-73EB-D6FC-7B58-2D5983301320 |  | n/a
OuterSurfaceArea | bamb@bre.co.uk | 2018-10-24T00:00:00 | Requirement | Type | ExternalWallType2-Caisson-OSB(sidesheet) | 500 | m² | BAMB | BAMB_ElementQuantities | D9790630-C6A2-4D46-BA51-1285B7CA4597 |  | n/a
OuterSurfaceArea | bamb@bre.co.uk | 2018-10-24T00:00:00 | Requirement | Type | ExternalWallType2-Caisson-IJoist(Web)OSB | 249 | m² | BAMB | BAMB_ElementQuantities | F4D18BA1-DEBE-5FEE-0C98-6DD3E12AD973 |  | n/a
OuterSurfaceArea | bamb@bre.co.uk | 2018-10-24T00:00:00 | Requirement | Type | ExternalWallType2-Caisson-IJoist(flanges) | 233 | m² | BAMB | BAMB_ElementQuantities | BCEC0983-B3E3-074A-B6FF-630553F38B2B |  | n/a
OuterSurfaceArea | bamb@bre.co.uk | 2018-10-24T00:00:00 | Requirement | Type | ExternalWallType2-Caisson-Woodwool(againstIJoists) | 455 | m² | BAMB | BAMB_ElementQuantities | C3943BA8-D767-9418-4BE7-B15701C4AF53 |  | n/a
OuterSurfaceArea | bamb@bre.co.uk | 2018-10-24T00:00:00 | Requirement | Type | ExternalWallType2-Caisson-OSB(innersheet) | 33.4 | m² | BAMB | BAMB_ElementQuantities | A62F4949-33F2-5F2D-853B-359D7AEFECC9 |  | n/a
OuterSurfaceArea | bamb@bre.co.uk | 2018-10-24T00:00:00 | Requirement | Type | ExternalWallType2-Cellulose | 11328 | m² | BAMB | BAMB_ElementQuantities | 6D0309BC-E0B5-C00D-1409-67744C0C726B |  | n/a
OuterSurfaceArea | bamb@bre.co.uk | 2018-10-24T00:00:00 | Requirement | Type | ExternalWindows-TimberFrame | 62 | m² | BAMB | BAMB_ElementQuantities | C57253C4-369B-D074-14AF-2DB277372105 |  | n/a
OuterSurfaceArea | bamb@bre.co.uk | 2018-10-24T00:00:00 | Requirement | Type | ExternalWindows-Glazing(doubleglazed,sealedunit) | 15 | m² | BAMB | BAMB_ElementQuantities | C4D73C00-6AFF-656B-648E-B5FA5E1B23D6 |  | n/a
OuterSurfaceArea | bamb@bre.co.uk | 2018-10-24T00:00:00 | Requirement | Type | InternalwallsandParitions-ClayPlasterFinish | 11.9 | m² | BAMB | BAMB_ElementQuantities | E9B95EF6-1EE0-D0F5-49C3-50A452161426 |  | n/a
OuterSurfaceArea | bamb@bre.co.uk | 2018-10-24T00:00:00 | Requirement | Type | InternalwallsandParitions-ClayBrick | 11.9 | m² | BAMB | BAMB_ElementQuantities | E5979550-42B9-290D-DB18-E5926DC9BBC9 |  | n/a
OuterSurfaceArea | bamb@bre.co.uk | 2018-10-24T00:00:00 | Requirement | Type | InternalwallsandParitions-MortarforClayBrick | 11.9 | m² | BAMB | BAMB_ElementQuantities | 47CAAD16-9406-8B8C-F5F3-F9440249D44A |  | n/a
Height | bamb@bre.co.uk | 2018-10-24T00:00:00 | Requirement | Type | Groundfloor-MDF | 0.016 | m | BAMB | BAMB_ElementQuantities | 11E38EA7-B8F8-37EB-830E-87BF7F29FD30 |  | n/a
Height | bamb@bre.co.uk | 2018-10-24T00:00:00 | Requirement | Type | Groundfloor-TimberJoist(softwood) | 0.001 | m | BAMB | BAMB_ElementQuantities | FE09F5C5-192A-70A2-C313-018E87BE4946 |  | n/a
Height | bamb@bre.co.uk | 2018-10-24T00:00:00 | Requirement | Type | Groundfloor-Cork | 0.001 | m | BAMB | BAMB_ElementQuantities | 402CB74B-556E-4BEE-356B-2EBD980CFDF1 |  | n/a
Height | bamb@bre.co.uk | 2018-10-24T00:00:00 | Requirement | Type | Groundfloor-Woodwool | 0.001 | m | BAMB | BAMB_ElementQuantities | 1185EBD9-4E7D-4011-D2B9-1A907EC57E5B |  | n/a
Height | bamb@bre.co.uk | 2018-10-24T00:00:00 | Requirement | Type | Groundfloor-OSB | 0.022 | m | BAMB | BAMB_ElementQuantities | 43800E8A-B8E7-B0ED-2091-C0355235B55F |  | n/a
Height | bamb@bre.co.uk | 2018-10-24T00:00:00 | Requirement | Type | Groundfloor-AcousticPanel:cementboard | 0.007 | m | BAMB | BAMB_ElementQuantities | 2DB2C0C1-F9FB-30E4-CDCC-EA197D74EA08 |  | n/a
Height | bamb@bre.co.uk | 2018-10-24T00:00:00 | Requirement | Type | Groundfloor-Floorfinishes:parquet | 0.014 | m | BAMB | BAMB_ElementQuantities | 9AF617A8-4FE7-91D8-E9D7-D2BF3AA0136F |  | n/a
Height | bamb@bre.co.uk | 2018-10-24T00:00:00 | Requirement | Type | TimberFrame-ExternalColumns:SoftWood | 0.001 | m | BAMB | BAMB_ElementQuantities | F31197EE-95D6-5725-2B8F-40ABB5EDE8E2 |  | n/a
Height | bamb@bre.co.uk | 2018-10-24T00:00:00 | Requirement | Type | TimberFrame-InternalColumnsType1:SoftWood | 0.001 | m | BAMB | BAMB_ElementQuantities | 15BDAE71-E89D-6C6F-F148-2F82EC54EC62 |  | n/a
Height | bamb@bre.co.uk | 2018-10-24T00:00:00 | Requirement | Type | TimberFrame-InternalColumnsType2:SoftWood | 0.001 | m | BAMB | BAMB_ElementQuantities | 0B939357-2220-FFEA-0FC6-A4F5AD51E5B3 |  | n/a
Height | bamb@bre.co.uk | 2018-10-24T00:00:00 | Requirement | Type | TimberFrame-Beam-Roof:SoftWood | 0.001 | m | BAMB | BAMB_ElementQuantities | E9F62C8B-5E9A-5D8C-DA64-EF3F231612E9 |  | n/a
Height | bamb@bre.co.uk | 2018-10-24T00:00:00 | Requirement | Type | Mezzanine-RockPanel | 0.008 | m | BAMB | BAMB_ElementQuantities | 981D357D-9D7F-8C16-ECB7-93B65E48E45A |  | n/a
Height | bamb@bre.co.uk | 2018-10-24T00:00:00 | Requirement | Type | Mezzanine-Joist(softwood) | 0.001 | m | BAMB | BAMB_ElementQuantities | FBBB1F2C-38AC-EFB0-CFBF-3CD30205AB21 |  | n/a
Height | bamb@bre.co.uk | 2018-10-24T00:00:00 | Requirement | Type | Mezzanine-OSB | 0.022 | m | BAMB | BAMB_ElementQuantities | 2BF4CA91-A7BA-198C-C14F-700618E628EF |  | n/a
Height | bamb@bre.co.uk | 2018-10-24T00:00:00 | Requirement | Type | Mezzanine-AcousticPanel:cementboard | 0.007 | m | BAMB | BAMB_ElementQuantities | 42F2C524-B77C-1212-717A-69731B9E13FC |  | n/a
Height | bamb@bre.co.uk | 2018-10-24T00:00:00 | Requirement | Type | Mezzanine-Floorfinishes:parquet | 0.014 | m | BAMB | BAMB_ElementQuantities | 81FA892B-1CCE-8885-4185-FB8F1BC9EC0B |  | n/a
Height | bamb@bre.co.uk | 2018-10-24T00:00:00 | Requirement | Type | PichedRoof-Raftersintimberfin(softwood) | 0.001 | m | BAMB | BAMB_ElementQuantities | CA1F670D-73E1-A63D-E1E3-E60A433CFD7C |  | n/a
Height | bamb@bre.co.uk | 2018-10-24T00:00:00 | Requirement | Type | PichedRoof-WaterproofMembrane | 0.004 | m | BAMB | BAMB_ElementQuantities | 1E3992FC-FDD9-1C98-C40A-FC95D6D1284A |  | n/a
Height | bamb@bre.co.uk | 2018-10-24T00:00:00 | Requirement | Type | PichedRoof-OSB_1 | 0.012 | m | BAMB | BAMB_ElementQuantities | 7321FE5E-E560-D8A6-DE0F-0D82C7C4EA31 |  | n/a
Height | bamb@bre.co.uk | 2018-10-24T00:00:00 | Requirement | Type | PichedRoof-TimberJoist | 0.001 | m | BAMB | BAMB_ElementQuantities | 3E4527CE-7549-8E84-122B-885B8DF26A3B |  | n/a
Height | bamb@bre.co.uk | 2018-10-24T00:00:00 | Requirement | Type | PichedRoof-Woodwool | 0.001 | m | BAMB | BAMB_ElementQuantities | 19EF0A72-BE77-1919-510C-E94CD95FEFDF |  | n/a
Height | bamb@bre.co.uk | 2018-10-24T00:00:00 | Requirement | Type | PichedRoof-OSB_2 | 0.012 | m | BAMB | BAMB_ElementQuantities | 19392B08-9CCF-904D-083D-162F6BEE071D |  | n/a
Height | bamb@bre.co.uk | 2018-10-24T00:00:00 | Requirement | Type | PichedRoofCovering-Corrugatedglalvanisedsteelsheet | 0.001 | m | BAMB | BAMB_ElementQuantities | 568D76DE-0D33-BCC7-5B66-176DAE8E9A6F |  | n/a
Height | bamb@bre.co.uk | 2018-10-24T00:00:00 | Requirement | Type | FlatRoof-MDF(ref:totem) | 0.008 | m | BAMB | BAMB_ElementQuantities | 80440C39-61D0-16D0-E7CA-EBC14174263E |  | n/a
Height | bamb@bre.co.uk | 2018-10-24T00:00:00 | Requirement | Type | FlatRoof-OSB | 0.012 | m | BAMB | BAMB_ElementQuantities | 7C583C6E-AB98-E4F5-646B-8EB1424B0C28 |  | n/a
Height | bamb@bre.co.uk | 2018-10-24T00:00:00 | Requirement | Type | FlatRoof-Cellulose | 0.001 | m | BAMB | BAMB_ElementQuantities | 0679F3D5-A159-9016-0814-B4AC78F13922 |  | n/a
Height | bamb@bre.co.uk | 2018-10-24T00:00:00 | Requirement | Type | FlatRoof-Membranepro-climat | 0.0005 | m | BAMB | BAMB_ElementQuantities | 7D650329-C761-A011-56E0-FBC7C0EEDC2B |  | n/a
Height | bamb@bre.co.uk | 2018-10-24T00:00:00 | Requirement | Type | FlatRoof-Raftersintimberfin(softwood) | 0.001 | m | BAMB | BAMB_ElementQuantities | F5B51A47-7140-F66E-A0C7-CBE7C3388C94 |  | n/a
Height | bamb@bre.co.uk | 2018-10-24T00:00:00 | Requirement | Type | FlatRoofCovering-EPDM | 0.0015 | m | BAMB | BAMB_ElementQuantities | FE9B8D37-3C82-EB08-A162-53EC08DB77B3 |  | n/a
Height | bamb@bre.co.uk | 2018-10-24T00:00:00 | Requirement | Type | FlatRoof-InternalCeilingFinishes:RockPanel | 0.008 | m | BAMB | BAMB_ElementQuantities | 61339ED2-8445-A103-7238-F9957B48D6AE |  | n/a
Height | bamb@bre.co.uk | 2018-10-24T00:00:00 | Requirement | Type | ExternalWallType1A-RockPanel | 0.008 | m | BAMB | BAMB_ElementQuantities | 0A5EA8A6-D983-B2F9-E39A-EFA1504802DF |  | n/a
Height | bamb@bre.co.uk | 2018-10-24T00:00:00 | Requirement | Type | ExternalWallType1A-BatteninSoftWood | 0.001 | m | BAMB | BAMB_ElementQuantities | 242238F1-8FE5-24F5-D792-BE9F10A28B84 |  | n/a
Height | bamb@bre.co.uk | 2018-10-24T00:00:00 | Requirement | Type | ExternalWallType1A-Caisson-MDF(outersheet) | 0.016 | m | BAMB | BAMB_ElementQuantities | BF183796-1E5D-79A5-BF19-179A4C0814C8 |  | n/a
Height | bamb@bre.co.uk | 2018-10-24T00:00:00 | Requirement | Type | ExternalWallType1A-Caisson-OSB(sidesheet) | 0.001 | m | BAMB | BAMB_ElementQuantities | A4C37B82-6A0B-D790-8666-616BBF44A76E |  | n/a
Height | bamb@bre.co.uk | 2018-10-24T00:00:00 | Requirement | Type | ExternalWallType1A-Caisson-IJoist(Web)OSB | 0.001 | m | BAMB | BAMB_ElementQuantities | 419B3593-9A29-A6A0-D2A1-72D2E61D5AD4 |  | n/a
Height | bamb@bre.co.uk | 2018-10-24T00:00:00 | Requirement | Type | ExternalWallType1A-Caisson-IJoist(flanges) | 0.001 | m | BAMB | BAMB_ElementQuantities | 3961CB1B-4417-A997-AFAD-B1545C552280 |  | n/a
Height | bamb@bre.co.uk | 2018-10-24T00:00:00 | Requirement | Type | ExternalWallType1A-Caisson-Woodwool(againstIJoists) | 0.001 | m | BAMB | BAMB_ElementQuantities | A6AF1BFC-BCBE-1B6E-888A-4523D1311D58 |  | n/a
Height | bamb@bre.co.uk | 2018-10-24T00:00:00 | Requirement | Type | ExternalWallType1A-Caisson-OSB(innersheet) | 0.022 | m | BAMB | BAMB_ElementQuantities | 882EB5E4-3ACB-16E8-1093-9FFC20E08FC4 |  | n/a
Height | bamb@bre.co.uk | 2018-10-24T00:00:00 | Requirement | Type | ExternalWallType1A-Cellulose | 0.001 | m | BAMB | BAMB_ElementQuantities | 8AF3B42B-C4A4-84A0-7438-418E40F40DA8 |  | n/a
Height | bamb@bre.co.uk | 2018-10-24T00:00:00 | Requirement | Type | ExternalWallType1B-RockPanel | 0.008 | m | BAMB | BAMB_ElementQuantities | 889C21F1-2D1D-3E2C-650D-8CECE0062E7E |  | n/a
Height | bamb@bre.co.uk | 2018-10-24T00:00:00 | Requirement | Type | ExternalWallType1B-BatteninSoftWood | 0.001 | m | BAMB | BAMB_ElementQuantities | 0E44C789-67C9-B601-7B35-43EDBA15A60E |  | n/a
Height | bamb@bre.co.uk | 2018-10-24T00:00:00 | Requirement | Type | ExternalWallType1B-Caisson-MDF(outersheet) | 0.016 | m | BAMB | BAMB_ElementQuantities | 165282A6-45AC-57C2-A4BA-09AB097A60C9 |  | n/a
Height | bamb@bre.co.uk | 2018-10-24T00:00:00 | Requirement | Type | ExternalWallType1B-Caisson-OSB(sidesheet) | 0.001 | m | BAMB | BAMB_ElementQuantities | B8163AE8-97F9-7678-D312-006FACFC41FC |  | n/a
Height | bamb@bre.co.uk | 2018-10-24T00:00:00 | Requirement | Type | ExternalWallType1B-Caisson-IJoist(Web)OSB | 0.001 | m | BAMB | BAMB_ElementQuantities | 679E11F1-82BE-EC28-7017-3D55C2C3C1CB |  | n/a
Height | bamb@bre.co.uk | 2018-10-24T00:00:00 | Requirement | Type | ExternalWallType1B-Caisson-IJoist(flanges) | 0.001 | m | BAMB | BAMB_ElementQuantities | 37B78DAA-FC05-389F-8213-5D18A898B67F |  | n/a
Height | bamb@bre.co.uk | 2018-10-24T00:00:00 | Requirement | Type | ExternalWallType1B-Caisson-Woodwool(againstIJoists) | 0.001 | m | BAMB | BAMB_ElementQuantities | E857BCB0-0ABD-3F2C-4006-10E8B3ACA3D9 |  | n/a
Height | bamb@bre.co.uk | 2018-10-24T00:00:00 | Requirement | Type | ExternalWallType1B-Caisson-OSB(innersheet) | 0.022 | m | BAMB | BAMB_ElementQuantities | BE14D6BA-E707-1999-B7D5-B63891636086 |  | n/a
Height | bamb@bre.co.uk | 2018-10-24T00:00:00 | Requirement | Type | ExternalWallType1B-Cellulose | 0.001 | m | BAMB | BAMB_ElementQuantities | 65B3282E-357E-F7F0-2A09-2E33B1FD7D8D |  | n/a
Height | bamb@bre.co.uk | 2018-10-24T00:00:00 | Requirement | Type | ExternalWallType1B-ClayPlasterFinish | 0.018 | m | BAMB | BAMB_ElementQuantities | 3C5E4B4B-E460-CE1D-8D5B-FD57C58D4A04 |  | n/a
Height | bamb@bre.co.uk | 2018-10-24T00:00:00 | Requirement | Type | ExternalWallType2-ReclaimedCedarCladding | 0.008 | m | BAMB | BAMB_ElementQuantities | 062FD7DC-3CD1-61B9-B125-E0753E58F427 |  | n/a
Height | bamb@bre.co.uk | 2018-10-24T00:00:00 | Requirement | Type | ExternalWallType2-BatteninSoftWood | 0.001 | m | BAMB | BAMB_ElementQuantities | 504E69C7-321F-9D23-C5CB-F18F1E378D7E |  | n/a
Height | bamb@bre.co.uk | 2018-10-24T00:00:00 | Requirement | Type | ExternalWallType2-Caisson-MDF(outersheet) | 0.016 | m | BAMB | BAMB_ElementQuantities | 26F33DD7-D66F-99B2-811E-535B5BA8416E |  | n/a
Height | bamb@bre.co.uk | 2018-10-24T00:00:00 | Requirement | Type | ExternalWallType2-Caisson-OSB(sidesheet) | 0.001 | m | BAMB | BAMB_ElementQuantities | 6031EBCE-A205-A1B6-E54F-D4F5C8D789A5 |  | n/a
Height | bamb@bre.co.uk | 2018-10-24T00:00:00 | Requirement | Type | ExternalWallType2-Caisson-IJoist(Web)OSB | 0.001 | m | BAMB | BAMB_ElementQuantities | EB4BC7C8-4B71-8D44-32E7-109765E15067 |  | n/a
Height | bamb@bre.co.uk | 2018-10-24T00:00:00 | Requirement | Type | ExternalWallType2-Caisson-IJoist(flanges) | 0.001 | m | BAMB | BAMB_ElementQuantities | 40FC5C9A-FE19-FBDF-22D0-BC3A2B2A144F |  | n/a
Height | bamb@bre.co.uk | 2018-10-24T00:00:00 | Requirement | Type | ExternalWallType2-Caisson-Woodwool(againstIJoists) | 0.001 | m | BAMB | BAMB_ElementQuantities | B08974A1-D659-85D7-FC50-6DCF8A884894 |  | n/a
Height | bamb@bre.co.uk | 2018-10-24T00:00:00 | Requirement | Type | ExternalWallType2-Caisson-OSB(innersheet) | 0.022 | m | BAMB | BAMB_ElementQuantities | C2E576B9-3315-6434-4FD1-3C442EC48E47 |  | n/a
Height | bamb@bre.co.uk | 2018-10-24T00:00:00 | Requirement | Type | ExternalWallType2-Cellulose | 0.001 | m | BAMB | BAMB_ElementQuantities | 91B85936-A314-D634-B478-399D7FCE2655 |  | n/a
Height | bamb@bre.co.uk | 2018-10-24T00:00:00 | Requirement | Type | ExternalWindows-TimberFrame | 0.001 | m | BAMB | BAMB_ElementQuantities | C5770164-5A79-826C-56C9-1F298AB10784 |  | n/a
Height | bamb@bre.co.uk | 2018-10-24T00:00:00 | Requirement | Type | ExternalWindows-Glazing(doubleglazed,sealedunit) | 0.02 | m | BAMB | BAMB_ElementQuantities | 0E976FD0-86BA-4F35-D6E4-A3A9C0702A7C |  | n/a
Height | bamb@bre.co.uk | 2018-10-24T00:00:00 | Requirement | Type | InternalwallsandParitions-ClayPlasterFinish | 0.018 | m | BAMB | BAMB_ElementQuantities | 641F374B-B8E1-7B78-0DEF-8388302718D2 |  | n/a
Height | bamb@bre.co.uk | 2018-10-24T00:00:00 | Requirement | Type | InternalwallsandParitions-ClayBrick | 0.12 | m | BAMB | BAMB_ElementQuantities | C1AFB6B7-EB6E-A90E-15C9-9FBDAE320854 |  | n/a
Height | bamb@bre.co.uk | 2018-10-24T00:00:00 | Requirement | Type | InternalwallsandParitions-MortarforClayBrick | 0.12 | m | BAMB | BAMB_ElementQuantities | C1C7D91E-444E-7B59-10F3-2F497B456104 |  | n/a
Volume | bamb@bre.co.uk | 2018-10-24T00:00:00 | Requirement | Type | Groundfloor-MDF | 0.8592 | m3 | BAMB | BAMB_ElementQuantities | 57BF726A-018C-9E55-1A3A-68DCEE7FCA5D |  | n/a
Volume | bamb@bre.co.uk | 2018-10-24T00:00:00 | Requirement | Type | Groundfloor-TimberJoist(softwood) | 0.912 | m3 | BAMB | BAMB_ElementQuantities | 985AB2CC-4DFD-EA04-76DE-516C6C1C6CE3 |  | n/a
Volume | bamb@bre.co.uk | 2018-10-24T00:00:00 | Requirement | Type | Groundfloor-Cork | 3.42 | m3 | BAMB | BAMB_ElementQuantities | B47BBB78-4BB2-22D3-A088-EE1A2273C666 |  | n/a
Volume | bamb@bre.co.uk | 2018-10-24T00:00:00 | Requirement | Type | Groundfloor-Woodwool | 5.56 | m3 | BAMB | BAMB_ElementQuantities | 8A3B1093-12FB-DC9C-ABD4-EF0EDF940FD5 |  | n/a
Volume | bamb@bre.co.uk | 2018-10-24T00:00:00 | Requirement | Type | Groundfloor-OSB | 1.1814 | m3 | BAMB | BAMB_ElementQuantities | DFCFE36E-66DF-73A8-4488-F1E80306B786 |  | n/a
Volume | bamb@bre.co.uk | 2018-10-24T00:00:00 | Requirement | Type | Groundfloor-AcousticPanel:cementboard | 0.3759 | m3 | BAMB | BAMB_ElementQuantities | 2F188BD5-62FE-5488-C95B-64E1481C883C |  | n/a
Volume | bamb@bre.co.uk | 2018-10-24T00:00:00 | Requirement | Type | Groundfloor-Floorfinishes:parquet | 0.7518 | m3 | BAMB | BAMB_ElementQuantities | E5AFF142-AE08-58B8-E47A-806F5A48F4FF |  | n/a
Volume | bamb@bre.co.uk | 2018-10-24T00:00:00 | Requirement | Type | TimberFrame-ExternalColumns:SoftWood | 0.41256 | m3 | BAMB | BAMB_ElementQuantities | C2220ED6-0076-FDEB-CE2F-C859932AA5EA |  | n/a
Volume | bamb@bre.co.uk | 2018-10-24T00:00:00 | Requirement | Type | TimberFrame-InternalColumnsType1:SoftWood | 0.3564 | m3 | BAMB | BAMB_ElementQuantities | B66A3169-7680-D721-1FE2-69B3BBED7B0A |  | n/a
Volume | bamb@bre.co.uk | 2018-10-24T00:00:00 | Requirement | Type | TimberFrame-InternalColumnsType2:SoftWood | 0.2376 | m3 | BAMB | BAMB_ElementQuantities | 2AE4C75D-A016-FE83-8206-8EC4EE7F35A1 |  | n/a
Volume | bamb@bre.co.uk | 2018-10-24T00:00:00 | Requirement | Type | TimberFrame-Beam-Roof:SoftWood | 0.606 | m3 | BAMB | BAMB_ElementQuantities | 3A5F4C36-895D-707E-B6BD-0CD811828E94 |  | n/a
Volume | bamb@bre.co.uk | 2018-10-24T00:00:00 | Requirement | Type | Mezzanine-RockPanel | 0.1016 | m3 | BAMB | BAMB_ElementQuantities | A905F628-225E-2C79-1020-BD780F008AFF |  | n/a
Volume | bamb@bre.co.uk | 2018-10-24T00:00:00 | Requirement | Type | Mezzanine-Joist(softwood) | 0.096768 | m3 | BAMB | BAMB_ElementQuantities | 0E8D5CD6-4650-2CFD-1C0E-3D61FD6E7ED3 |  | n/a
Volume | bamb@bre.co.uk | 2018-10-24T00:00:00 | Requirement | Type | Mezzanine-OSB | 0.2794 | m3 | BAMB | BAMB_ElementQuantities | 489B2843-EB1E-44AA-5989-95AA8B96A71C |  | n/a
Volume | bamb@bre.co.uk | 2018-10-24T00:00:00 | Requirement | Type | Mezzanine-AcousticPanel:cementboard | 0.0889 | m3 | BAMB | BAMB_ElementQuantities | E336DACB-2365-142B-C797-27034385C20D |  | n/a
Volume | bamb@bre.co.uk | 2018-10-24T00:00:00 | Requirement | Type | Mezzanine-Floorfinishes:parquet | 0.1778 | m3 | BAMB | BAMB_ElementQuantities | 20A60CE0-8F4B-28EC-3AF8-EB7A2F11DD1F |  | n/a
Volume | bamb@bre.co.uk | 2018-10-24T00:00:00 | Requirement | Type | PichedRoof-Raftersintimberfin(softwood) | 0.11565 | m3 | BAMB | BAMB_ElementQuantities | 8CCFAB40-9D72-A945-40B0-8A4C1E456813 |  | n/a
Volume | bamb@bre.co.uk | 2018-10-24T00:00:00 | Requirement | Type | PichedRoof-WaterproofMembrane | 0.182 | m3 | BAMB | BAMB_ElementQuantities | 8AF3D6CA-F392-C54B-1307-ED8F2513FAE7 |  | n/a
Volume | bamb@bre.co.uk | 2018-10-24T00:00:00 | Requirement | Type | PichedRoof-OSB_1 | 0.546 | m3 | BAMB | BAMB_ElementQuantities | CB8E0CAD-F66A-75B1-F045-8A22E2BB347E |  | n/a
Volume | bamb@bre.co.uk | 2018-10-24T00:00:00 | Requirement | Type | PichedRoof-TimberJoist | 0.39475 | m3 | BAMB | BAMB_ElementQuantities | B14051A1-D36A-C95E-8265-66611E64DA0F |  | n/a
Volume | bamb@bre.co.uk | 2018-10-24T00:00:00 | Requirement | Type | PichedRoof-Woodwool | 6.89 | m3 | BAMB | BAMB_ElementQuantities | 548CE562-DE49-C303-99B1-C0D171F26D91 |  | n/a
Volume | bamb@bre.co.uk | 2018-10-24T00:00:00 | Requirement | Type | PichedRoof-OSB_2 | 0.546 | m3 | BAMB | BAMB_ElementQuantities | ED1C1D36-F341-6999-9992-9A42E57454C7 |  | n/a
Volume | bamb@bre.co.uk | 2018-10-24T00:00:00 | Requirement | Type | PichedRoofCovering-Corrugatedglalvanisedsteelsheet | 0.0455 | m3 | BAMB | BAMB_ElementQuantities | 343CC3BC-0266-2FAB-26BB-13FEAEBEC80F |  | n/a
Volume | bamb@bre.co.uk | 2018-10-24T00:00:00 | Requirement | Type | FlatRoof-MDF(ref:totem) | 0.1096 | m3 | BAMB | BAMB_ElementQuantities | C2645AF7-5E7E-DFC5-F7C5-2F2BBDA34D6F |  | n/a
Volume | bamb@bre.co.uk | 2018-10-24T00:00:00 | Requirement | Type | FlatRoof-OSB | 0.1644 | m3 | BAMB | BAMB_ElementQuantities | D0EA6EB5-F658-278E-6BB6-6686C70AFF4C |  | n/a
Volume | bamb@bre.co.uk | 2018-10-24T00:00:00 | Requirement | Type | FlatRoof-Cellulose | 3.699 | m3 | BAMB | BAMB_ElementQuantities | A6FB8718-A58F-9317-FC55-1CB3502E9C62 |  | n/a
Volume | bamb@bre.co.uk | 2018-10-24T00:00:00 | Requirement | Type | FlatRoof-Membranepro-climat | 0.00685 | m3 | BAMB | BAMB_ElementQuantities | 5CCA1061-3885-F96A-9DA2-D6AA4AB94C73 |  | n/a
Volume | bamb@bre.co.uk | 2018-10-24T00:00:00 | Requirement | Type | FlatRoof-Raftersintimberfin(softwood) | 0.0042562 | m3 | BAMB | BAMB_ElementQuantities | 1D0694EB-D201-68CF-6079-73F1A2001F10 |  | n/a
Volume | bamb@bre.co.uk | 2018-10-24T00:00:00 | Requirement | Type | FlatRoofCovering-EPDM | 0.02055 | m3 | BAMB | BAMB_ElementQuantities | 6CA90F6E-FDCC-AC0E-95A0-34D47F42AA78 |  | n/a
Volume | bamb@bre.co.uk | 2018-10-24T00:00:00 | Requirement | Type | FlatRoof-InternalCeilingFinishes:RockPanel | 0.1096 | m3 | BAMB | BAMB_ElementQuantities | E4BF2AF9-E5A7-3BED-BF90-875FBFDECC68 |  | n/a
Volume | bamb@bre.co.uk | 2018-10-24T00:00:00 | Requirement | Type | ExternalWallType1A-RockPanel | 0.4816 | m3 | BAMB | BAMB_ElementQuantities | 325455BA-C532-0AAB-CDFE-A2C545887036 |  | n/a
Volume | bamb@bre.co.uk | 2018-10-24T00:00:00 | Requirement | Type | ExternalWallType1A-BatteninSoftWood | 0.2732 | m3 | BAMB | BAMB_ElementQuantities | B50944BB-A9AA-22FC-044A-FFD41B53F325 |  | n/a
Volume | bamb@bre.co.uk | 2018-10-24T00:00:00 | Requirement | Type | ExternalWallType1A-Caisson-MDF(outersheet) | 0.9632 | m3 | BAMB | BAMB_ElementQuantities | 60CDF5AF-48A3-1EB0-C3C7-CF3A978D394E |  | n/a
Volume | bamb@bre.co.uk | 2018-10-24T00:00:00 | Requirement | Type | ExternalWallType1A-Caisson-OSB(sidesheet) | 0.558 | m3 | BAMB | BAMB_ElementQuantities | D616B1FD-6BE5-13F6-EBDB-0C6782ED54C3 |  | n/a
Volume | bamb@bre.co.uk | 2018-10-24T00:00:00 | Requirement | Type | ExternalWallType1A-Caisson-IJoist(Web)OSB | 0.197 | m3 | BAMB | BAMB_ElementQuantities | F1682B4E-B877-AF64-7B8C-79A11154FF33 |  | n/a
Volume | bamb@bre.co.uk | 2018-10-24T00:00:00 | Requirement | Type | ExternalWallType1A-Caisson-IJoist(flanges) | 0.259 | m3 | BAMB | BAMB_ElementQuantities | 3997A475-5DA7-93E8-3242-D6093A000F8F |  | n/a
Volume | bamb@bre.co.uk | 2018-10-24T00:00:00 | Requirement | Type | ExternalWallType1A-Caisson-Woodwool(againstIJoists) | 0.405 | m3 | BAMB | BAMB_ElementQuantities | AAA6D29F-197C-2C80-1B5F-060C60F1975F |  | n/a
Volume | bamb@bre.co.uk | 2018-10-24T00:00:00 | Requirement | Type | ExternalWallType1A-Caisson-OSB(innersheet) | 1.3244 | m3 | BAMB | BAMB_ElementQuantities | 60B75B05-ACC0-A216-6CE6-B320D91B1531 |  | n/a
Volume | bamb@bre.co.uk | 2018-10-24T00:00:00 | Requirement | Type | ExternalWallType1A-Cellulose | 22.264 | m3 | BAMB | BAMB_ElementQuantities | 80605193-49B0-65FD-E991-09F889C94EB7 |  | n/a
Volume | bamb@bre.co.uk | 2018-10-24T00:00:00 | Requirement | Type | ExternalWallType1B-RockPanel | 0.2488 | m3 | BAMB | BAMB_ElementQuantities | A9D79F52-07E0-8431-256C-A2B971561B77 |  | n/a
Volume | bamb@bre.co.uk | 2018-10-24T00:00:00 | Requirement | Type | ExternalWallType1B-BatteninSoftWood | 0.154 | m3 | BAMB | BAMB_ElementQuantities | 604CA295-2DA8-0679-46BF-F8849A081376 |  | n/a
Volume | bamb@bre.co.uk | 2018-10-24T00:00:00 | Requirement | Type | ExternalWallType1B-Caisson-MDF(outersheet) | 0.4976 | m3 | BAMB | BAMB_ElementQuantities | C4D1C69C-E2FF-0396-8E3F-72BDB3BF0A12 |  | n/a
Volume | bamb@bre.co.uk | 2018-10-24T00:00:00 | Requirement | Type | ExternalWallType1B-Caisson-OSB(sidesheet) | 0.392 | m3 | BAMB | BAMB_ElementQuantities | E709F012-B35C-B93B-0EE8-BD85C455DF8F |  | n/a
Volume | bamb@bre.co.uk | 2018-10-24T00:00:00 | Requirement | Type | ExternalWallType1B-Caisson-IJoist(Web)OSB | 0.1953 | m3 | BAMB | BAMB_ElementQuantities | 1843B91E-9C21-B73A-F8FB-C696E91C2E8A |  | n/a
Volume | bamb@bre.co.uk | 2018-10-24T00:00:00 | Requirement | Type | ExternalWallType1B-Caisson-IJoist(flanges) | 0.182 | m3 | BAMB | BAMB_ElementQuantities | 5787484C-7E6B-53AC-6A04-E7B01287D6E5 |  | n/a
Volume | bamb@bre.co.uk | 2018-10-24T00:00:00 | Requirement | Type | ExternalWallType1B-Caisson-Woodwool(againstIJoists) | 0.284 | m3 | BAMB | BAMB_ElementQuantities | 87C19453-C56C-4992-34CB-354A6E1B4BB4 |  | n/a
Volume | bamb@bre.co.uk | 2018-10-24T00:00:00 | Requirement | Type | ExternalWallType1B-Caisson-OSB(innersheet) | 0.6842 | m3 | BAMB | BAMB_ElementQuantities | 47D69A4B-4AD8-8307-0223-81D292B21595 |  | n/a
Volume | bamb@bre.co.uk | 2018-10-24T00:00:00 | Requirement | Type | ExternalWallType1B-Cellulose | 11.329 | m3 | BAMB | BAMB_ElementQuantities | 0C0281FA-315B-307D-FA26-F9787FCEB231 |  | n/a
Volume | bamb@bre.co.uk | 2018-10-24T00:00:00 | Requirement | Type | ExternalWallType1B-ClayPlasterFinish | 0.5598 | m3 | BAMB | BAMB_ElementQuantities | D24A2DEC-F7D9-39ED-C746-3CCFC2E4E2B0 |  | n/a
Volume | bamb@bre.co.uk | 2018-10-24T00:00:00 | Requirement | Type | ExternalWallType2-ReclaimedCedarCladding | 0.2672 | m3 | BAMB | BAMB_ElementQuantities | DD8DD50F-EE5A-F6BE-0000-0680569B85D7 |  | n/a
Volume | bamb@bre.co.uk | 2018-10-24T00:00:00 | Requirement | Type | ExternalWallType2-BatteninSoftWood | 0.191 | m3 | BAMB | BAMB_ElementQuantities | 64D083EE-6B51-6899-53AA-77764C09397D |  | n/a
Volume | bamb@bre.co.uk | 2018-10-24T00:00:00 | Requirement | Type | ExternalWallType2-Caisson-MDF(outersheet) | 0.5344 | m3 | BAMB | BAMB_ElementQuantities | E7125182-62C4-F3BC-EDDD-56C1AB21D4F2 |  | n/a
Volume | bamb@bre.co.uk | 2018-10-24T00:00:00 | Requirement | Type | ExternalWallType2-Caisson-OSB(sidesheet) | 0.5 | m3 | BAMB | BAMB_ElementQuantities | E9684BF9-F1D0-BB07-CF22-89427D68DE80 |  | n/a
Volume | bamb@bre.co.uk | 2018-10-24T00:00:00 | Requirement | Type | ExternalWallType2-Caisson-IJoist(Web)OSB | 0.249 | m3 | BAMB | BAMB_ElementQuantities | EB50C67F-D5C4-FF13-C1D5-8BE1F7995266 |  | n/a
Volume | bamb@bre.co.uk | 2018-10-24T00:00:00 | Requirement | Type | ExternalWallType2-Caisson-IJoist(flanges) | 0.233 | m3 | BAMB | BAMB_ElementQuantities | 1CD90A7D-F936-7E17-C816-947AF0FFA21B |  | n/a
Volume | bamb@bre.co.uk | 2018-10-24T00:00:00 | Requirement | Type | ExternalWallType2-Caisson-Woodwool(againstIJoists) | 0.455 | m3 | BAMB | BAMB_ElementQuantities | 6D891292-06C6-2E6F-8C96-C9AC67758DCB |  | n/a
Volume | bamb@bre.co.uk | 2018-10-24T00:00:00 | Requirement | Type | ExternalWallType2-Caisson-OSB(innersheet) | 0.7348 | m3 | BAMB | BAMB_ElementQuantities | 1979E9DA-0512-03A7-DBEB-5AB184455F95 |  | n/a
Volume | bamb@bre.co.uk | 2018-10-24T00:00:00 | Requirement | Type | ExternalWallType2-Cellulose | 11.328 | m3 | BAMB | BAMB_ElementQuantities | 0465C93E-6BD0-F5D3-D3F6-91D1D83C8865 |  | n/a
Volume | bamb@bre.co.uk | 2018-10-24T00:00:00 | Requirement | Type | ExternalWindows-TimberFrame | 0.062 | m3 | BAMB | BAMB_ElementQuantities | EBE1B9A3-C957-0126-6643-130BABB64426 |  | n/a
Volume | bamb@bre.co.uk | 2018-10-24T00:00:00 | Requirement | Type | ExternalWindows-Glazing(doubleglazed,sealedunit) | 0.3 | m3 | BAMB | BAMB_ElementQuantities | 732B2F08-9BB7-0B52-E5A9-2793CB4E4E04 |  | n/a
Volume | bamb@bre.co.uk | 2018-10-24T00:00:00 | Requirement | Type | InternalwallsandParitions-ClayPlasterFinish | 0.2142 | m3 | BAMB | BAMB_ElementQuantities | 0397AFFA-DA7E-6FC5-DB65-B7E8F8B68089 |  | n/a
Volume | bamb@bre.co.uk | 2018-10-24T00:00:00 | Requirement | Type | InternalwallsandParitions-ClayBrick | 1.428 | m3 | BAMB | BAMB_ElementQuantities | 54A98CD8-29AF-99FC-2068-855D604DD618 |  | n/a
Volume | bamb@bre.co.uk | 2018-10-24T00:00:00 | Requirement | Type | InternalwallsandParitions-MortarforClayBrick | 1.428 | m3 | BAMB | BAMB_ElementQuantities | 12C5FF5B-9CBA-DAA1-329D-575266B9F434 |  | n/a
MassDensity | bamb@bre.co.uk | 2018-10-24T00:00:00 | Requirement | Type | Groundfloor-MDF | 740 | kg CO₂ eq. / functional unit | BAMB | BAMB_ElementQuantities | 2E2A07E5-6388-5AAF-EB59-0120B9860F3B |  | n/a
MassDensity | bamb@bre.co.uk | 2018-10-24T00:00:00 | Requirement | Type | Groundfloor-TimberJoist(softwood) | 370 | kg CO₂ eq. / functional unit | BAMB | BAMB_ElementQuantities | ABA3C5E4-5237-4630-E86B-9F658ABB1F37 |  | n/a
MassDensity | bamb@bre.co.uk | 2018-10-24T00:00:00 | Requirement | Type | Groundfloor-Cork | 120 | kg CO₂ eq. / functional unit | BAMB | BAMB_ElementQuantities | FDE031F8-D1F2-34F4-531E-D9A355EC07E1 |  | n/a
MassDensity | bamb@bre.co.uk | 2018-10-24T00:00:00 | Requirement | Type | Groundfloor-Woodwool | 500 | kg CO₂ eq. / functional unit | BAMB | BAMB_ElementQuantities | 0207A06D-7385-1575-F0D7-EBABB453F985 |  | n/a
MassDensity | bamb@bre.co.uk | 2018-10-24T00:00:00 | Requirement | Type | Groundfloor-OSB | 627 | kg CO₂ eq. / functional unit | BAMB | BAMB_ElementQuantities | 11DD061F-8947-C60F-B374-1A43FD5BDD65 |  | n/a
MassDensity | bamb@bre.co.uk | 2018-10-24T00:00:00 | Requirement | Type | Groundfloor-AcousticPanel:cementboard | 1250 | kg CO₂ eq. / functional unit | BAMB | BAMB_ElementQuantities | D3AA1FB6-FC7B-8045-01E1-1566B72E7D69 |  | n/a
MassDensity | bamb@bre.co.uk | 2018-10-24T00:00:00 | Requirement | Type | Groundfloor-Floorfinishes:parquet | 445.45 | kg CO₂ eq. / functional unit | BAMB | BAMB_ElementQuantities | CFE0D857-36FF-1D88-7E67-06DB32645C7D |  | n/a
MassDensity | bamb@bre.co.uk | 2018-10-24T00:00:00 | Requirement | Type | TimberFrame-ExternalColumns:SoftWood | 370 | kg CO₂ eq. / functional unit | BAMB | BAMB_ElementQuantities | B6BBC3FE-8FF2-F6E2-400E-36DBE7EFCFF4 |  | n/a
MassDensity | bamb@bre.co.uk | 2018-10-24T00:00:00 | Requirement | Type | TimberFrame-InternalColumnsType1:SoftWood | 370 | kg CO₂ eq. / functional unit | BAMB | BAMB_ElementQuantities | 3DADAD97-B86E-D188-75C6-0B1D1E82FEF3 |  | n/a
MassDensity | bamb@bre.co.uk | 2018-10-24T00:00:00 | Requirement | Type | TimberFrame-InternalColumnsType2:SoftWood | 370 | kg CO₂ eq. / functional unit | BAMB | BAMB_ElementQuantities | 0D2F819E-0726-1728-E28F-5E9D030CA2B5 |  | n/a
MassDensity | bamb@bre.co.uk | 2018-10-24T00:00:00 | Requirement | Type | TimberFrame-Beam-Roof:SoftWood | 370 | kg CO₂ eq. / functional unit | BAMB | BAMB_ElementQuantities | 6D7D3954-1784-D4E0-A68B-2D631D22D96B |  | n/a
MassDensity | bamb@bre.co.uk | 2018-10-24T00:00:00 | Requirement | Type | Mezzanine-RockPanel | 1120 | kg CO₂ eq. / functional unit | BAMB | BAMB_ElementQuantities | 0136636E-A41F-483F-2743-CE5C15D2A77E |  | n/a
MassDensity | bamb@bre.co.uk | 2018-10-24T00:00:00 | Requirement | Type | Mezzanine-Joist(softwood) | 370 | kg CO₂ eq. / functional unit | BAMB | BAMB_ElementQuantities | 82F28E83-CBF7-18A1-2FCC-D2E26533CB2E |  | n/a
MassDensity | bamb@bre.co.uk | 2018-10-24T00:00:00 | Requirement | Type | Mezzanine-OSB | 627 | kg CO₂ eq. / functional unit | BAMB | BAMB_ElementQuantities | 58CD4F2E-3C86-0871-F61A-5177E3F30C88 |  | n/a
MassDensity | bamb@bre.co.uk | 2018-10-24T00:00:00 | Requirement | Type | Mezzanine-AcousticPanel:cementboard | 1250 | kg CO₂ eq. / functional unit | BAMB | BAMB_ElementQuantities | B11DD082-9E9C-2506-00DE-11DBC23A5F24 |  | n/a
MassDensity | bamb@bre.co.uk | 2018-10-24T00:00:00 | Requirement | Type | Mezzanine-Floorfinishes:parquet | 445.45 | kg CO₂ eq. / functional unit | BAMB | BAMB_ElementQuantities | 5CBD4229-9A41-2D36-CD1A-FFA5EB15F1B2 |  | n/a
MassDensity | bamb@bre.co.uk | 2018-10-24T00:00:00 | Requirement | Type | PichedRoof-Raftersintimberfin(softwood) | 370 | kg CO₂ eq. / functional unit | BAMB | BAMB_ElementQuantities | 361C1E45-6BCF-51A6-3BD8-C9F22B45EFBB |  | n/a
MassDensity | bamb@bre.co.uk | 2018-10-24T00:00:00 | Requirement | Type | PichedRoof-WaterproofMembrane | 792 | kg CO₂ eq. / functional unit | BAMB | BAMB_ElementQuantities | 337F1DB7-F05E-D0CB-C66C-2EC8AD2DBAD5 |  | n/a
MassDensity | bamb@bre.co.uk | 2018-10-24T00:00:00 | Requirement | Type | PichedRoof-OSB_1 | 627 | kg CO₂ eq. / functional unit | BAMB | BAMB_ElementQuantities | F6B3C89E-842D-7FFF-E2E3-EC4BEE9AB284 |  | n/a
MassDensity | bamb@bre.co.uk | 2018-10-24T00:00:00 | Requirement | Type | PichedRoof-TimberJoist | 370 | kg CO₂ eq. / functional unit | BAMB | BAMB_ElementQuantities | BA89862D-75BA-3789-B8E3-4A701D133136 |  | n/a
MassDensity | bamb@bre.co.uk | 2018-10-24T00:00:00 | Requirement | Type | PichedRoof-Woodwool | 500 | kg CO₂ eq. / functional unit | BAMB | BAMB_ElementQuantities | B28EC2A5-E0DE-F463-DE82-4FBA7AFB9C88 |  | n/a
MassDensity | bamb@bre.co.uk | 2018-10-24T00:00:00 | Requirement | Type | PichedRoof-OSB_2 | 627 | kg CO₂ eq. / functional unit | BAMB | BAMB_ElementQuantities | 1504FE54-C748-460D-A925-0F7EAE43672E |  | n/a
MassDensity | bamb@bre.co.uk | 2018-10-24T00:00:00 | Requirement | Type | PichedRoofCovering-Corrugatedglalvanisedsteelsheet | 7833 | kg CO₂ eq. / functional unit | BAMB | BAMB_ElementQuantities | 9E1CC44A-53F8-5A53-12FC-92AAE6C62707 |  | n/a
MassDensity | bamb@bre.co.uk | 2018-10-24T00:00:00 | Requirement | Type | FlatRoof-MDF(ref:totem) | 740 | kg CO₂ eq. / functional unit | BAMB | BAMB_ElementQuantities | 8A9A9028-FA87-3487-2EC4-29E0DF709F34 |  | n/a
MassDensity | bamb@bre.co.uk | 2018-10-24T00:00:00 | Requirement | Type | FlatRoof-OSB | 627 | kg CO₂ eq. / functional unit | BAMB | BAMB_ElementQuantities | 82F24997-1F5B-A868-0D34-B3061AA026EC |  | n/a
MassDensity | bamb@bre.co.uk | 2018-10-24T00:00:00 | Requirement | Type | FlatRoof-Cellulose | 24 | kg CO₂ eq. / functional unit | BAMB | BAMB_ElementQuantities | DAF811FE-7E02-3565-7EB8-EAF34F09BF10 |  | n/a
MassDensity | bamb@bre.co.uk | 2018-10-24T00:00:00 | Requirement | Type | FlatRoof-Membranepro-climat | 250 | kg CO₂ eq. / functional unit | BAMB | BAMB_ElementQuantities | 2ACA4484-EC7E-0B0D-F136-431C827A94FA |  | n/a
MassDensity | bamb@bre.co.uk | 2018-10-24T00:00:00 | Requirement | Type | FlatRoof-Raftersintimberfin(softwood) | 370 | kg CO₂ eq. / functional unit | BAMB | BAMB_ElementQuantities | 20311695-5E29-1D33-A764-711C614D0F65 |  | n/a
MassDensity | bamb@bre.co.uk | 2018-10-24T00:00:00 | Requirement | Type | FlatRoofCovering-EPDM | 833 | kg CO₂ eq. / functional unit | BAMB | BAMB_ElementQuantities | D34AFC36-91DE-EDDA-050F-2A2787AFCDAC |  | n/a
MassDensity | bamb@bre.co.uk | 2018-10-24T00:00:00 | Requirement | Type | FlatRoof-InternalCeilingFinishes:RockPanel | 1120 | kg CO₂ eq. / functional unit | BAMB | BAMB_ElementQuantities | 0677D955-8BB4-8A0D-1F50-3818E473E8B9 |  | n/a
MassDensity | bamb@bre.co.uk | 2018-10-24T00:00:00 | Requirement | Type | ExternalWallType1A-RockPanel | 1120 | kg CO₂ eq. / functional unit | BAMB | BAMB_ElementQuantities | 9E077DEC-2704-2680-87E2-03DC854F8632 |  | n/a
MassDensity | bamb@bre.co.uk | 2018-10-24T00:00:00 | Requirement | Type | ExternalWallType1A-BatteninSoftWood | 370 | kg CO₂ eq. / functional unit | BAMB | BAMB_ElementQuantities | F0C51C60-9976-EC93-A18E-92A9CB32E948 |  | n/a
MassDensity | bamb@bre.co.uk | 2018-10-24T00:00:00 | Requirement | Type | ExternalWallType1A-Caisson-MDF(outersheet) | 740 | kg CO₂ eq. / functional unit | BAMB | BAMB_ElementQuantities | D05A65C4-94FE-6A32-6C7D-2D8B14BA820F |  | n/a
MassDensity | bamb@bre.co.uk | 2018-10-24T00:00:00 | Requirement | Type | ExternalWallType1A-Caisson-OSB(sidesheet) | 627 | kg CO₂ eq. / functional unit | BAMB | BAMB_ElementQuantities | A0693610-1951-4612-52AE-6B6099910702 |  | n/a
MassDensity | bamb@bre.co.uk | 2018-10-24T00:00:00 | Requirement | Type | ExternalWallType1A-Caisson-IJoist(Web)OSB | 627 | kg CO₂ eq. / functional unit | BAMB | BAMB_ElementQuantities | E6FC8CD9-77E4-90D2-A3EC-3D3BEC8762D8 |  | n/a
MassDensity | bamb@bre.co.uk | 2018-10-24T00:00:00 | Requirement | Type | ExternalWallType1A-Caisson-IJoist(flanges) | 370 | kg CO₂ eq. / functional unit | BAMB | BAMB_ElementQuantities | 86D95E72-C4C0-1D50-35CD-E92EC4710196 |  | n/a
MassDensity | bamb@bre.co.uk | 2018-10-24T00:00:00 | Requirement | Type | ExternalWallType1A-Caisson-Woodwool(againstIJoists) | 500 | kg CO₂ eq. / functional unit | BAMB | BAMB_ElementQuantities | 852E8FA9-625E-926B-21FD-4591E3EB2B27 |  | n/a
MassDensity | bamb@bre.co.uk | 2018-10-24T00:00:00 | Requirement | Type | ExternalWallType1A-Caisson-OSB(innersheet) | 627 | kg CO₂ eq. / functional unit | BAMB | BAMB_ElementQuantities | CDBF3E80-12B0-F6F9-4AE7-7F225179DB60 |  | n/a
MassDensity | bamb@bre.co.uk | 2018-10-24T00:00:00 | Requirement | Type | ExternalWallType1A-Cellulose | 24 | kg CO₂ eq. / functional unit | BAMB | BAMB_ElementQuantities | 7DFD2FFE-C5F8-0001-7CF6-0E3EB4EB7865 |  | n/a
MassDensity | bamb@bre.co.uk | 2018-10-24T00:00:00 | Requirement | Type | ExternalWallType1B-RockPanel | 1120 | kg CO₂ eq. / functional unit | BAMB | BAMB_ElementQuantities | CE4EF8A9-1655-76C4-6F8A-C212A0B3D3C0 |  | n/a
MassDensity | bamb@bre.co.uk | 2018-10-24T00:00:00 | Requirement | Type | ExternalWallType1B-BatteninSoftWood | 370 | kg CO₂ eq. / functional unit | BAMB | BAMB_ElementQuantities | B9365CDA-5B4E-857D-6945-0E37C1D32518 |  | n/a
MassDensity | bamb@bre.co.uk | 2018-10-24T00:00:00 | Requirement | Type | ExternalWallType1B-Caisson-MDF(outersheet) | 740 | kg CO₂ eq. / functional unit | BAMB | BAMB_ElementQuantities | 76D84B09-5E8D-C420-465C-240014A82F6E |  | n/a
MassDensity | bamb@bre.co.uk | 2018-10-24T00:00:00 | Requirement | Type | ExternalWallType1B-Caisson-OSB(sidesheet) | 627 | kg CO₂ eq. / functional unit | BAMB | BAMB_ElementQuantities | E989BC54-2F1B-5B12-549F-831C4B8CEA05 |  | n/a
MassDensity | bamb@bre.co.uk | 2018-10-24T00:00:00 | Requirement | Type | ExternalWallType1B-Caisson-IJoist(Web)OSB | 627 | kg CO₂ eq. / functional unit | BAMB | BAMB_ElementQuantities | C2D00794-403B-5375-B510-A478500A5D91 |  | n/a
MassDensity | bamb@bre.co.uk | 2018-10-24T00:00:00 | Requirement | Type | ExternalWallType1B-Caisson-IJoist(flanges) | 370 | kg CO₂ eq. / functional unit | BAMB | BAMB_ElementQuantities | F5F3B3EA-34D5-6A0A-1765-05C42F38BA9F |  | n/a
MassDensity | bamb@bre.co.uk | 2018-10-24T00:00:00 | Requirement | Type | ExternalWallType1B-Caisson-Woodwool(againstIJoists) | 500 | kg CO₂ eq. / functional unit | BAMB | BAMB_ElementQuantities | 99803D1C-B5C5-0D89-BF3F-5EF36E750FB0 |  | n/a
MassDensity | bamb@bre.co.uk | 2018-10-24T00:00:00 | Requirement | Type | ExternalWallType1B-Caisson-OSB(innersheet) | 627 | kg CO₂ eq. / functional unit | BAMB | BAMB_ElementQuantities | A232781D-0717-A469-A3FC-6E9A8D73F93F |  | n/a
MassDensity | bamb@bre.co.uk | 2018-10-24T00:00:00 | Requirement | Type | ExternalWallType1B-Cellulose | 24 | kg CO₂ eq. / functional unit | BAMB | BAMB_ElementQuantities | 428A83E4-9238-875D-8CC6-FDE75E080026 |  | n/a
MassDensity | bamb@bre.co.uk | 2018-10-24T00:00:00 | Requirement | Type | ExternalWallType1B-ClayPlasterFinish | 1800 | kg CO₂ eq. / functional unit | BAMB | BAMB_ElementQuantities | 3F3570C0-2927-322C-7553-1757EFCF49E3 |  | n/a
MassDensity | bamb@bre.co.uk | 2018-10-24T00:00:00 | Requirement | Type | ExternalWallType2-ReclaimedCedarCladding | 420 | kg CO₂ eq. / functional unit | BAMB | BAMB_ElementQuantities | 1B55B8A3-B2C6-A8DE-58B9-74231403DEB0 |  | n/a
MassDensity | bamb@bre.co.uk | 2018-10-24T00:00:00 | Requirement | Type | ExternalWallType2-BatteninSoftWood | 370 | kg CO₂ eq. / functional unit | BAMB | BAMB_ElementQuantities | F06A4170-D57F-C86C-E3CE-0E3B9674CC69 |  | n/a
MassDensity | bamb@bre.co.uk | 2018-10-24T00:00:00 | Requirement | Type | ExternalWallType2-Caisson-MDF(outersheet) | 740 | kg CO₂ eq. / functional unit | BAMB | BAMB_ElementQuantities | E5924DED-0F28-6C1A-FCE9-7D18E99133A3 |  | n/a
MassDensity | bamb@bre.co.uk | 2018-10-24T00:00:00 | Requirement | Type | ExternalWallType2-Caisson-OSB(sidesheet) | 627 | kg CO₂ eq. / functional unit | BAMB | BAMB_ElementQuantities | 9C90C82C-77DB-269A-7CD5-052232CA9FE6 |  | n/a
MassDensity | bamb@bre.co.uk | 2018-10-24T00:00:00 | Requirement | Type | ExternalWallType2-Caisson-IJoist(Web)OSB | 627 | kg CO₂ eq. / functional unit | BAMB | BAMB_ElementQuantities | B920781A-F3A6-0192-FFE7-1F1187FD50E4 |  | n/a
MassDensity | bamb@bre.co.uk | 2018-10-24T00:00:00 | Requirement | Type | ExternalWallType2-Caisson-IJoist(flanges) | 370 | kg CO₂ eq. / functional unit | BAMB | BAMB_ElementQuantities | C460BB86-9AEE-667C-FF64-7121DC6F3947 |  | n/a
MassDensity | bamb@bre.co.uk | 2018-10-24T00:00:00 | Requirement | Type | ExternalWallType2-Caisson-Woodwool(againstIJoists) | 500 | kg CO₂ eq. / functional unit | BAMB | BAMB_ElementQuantities | A231F520-5791-9210-4700-E66745C868CE |  | n/a
MassDensity | bamb@bre.co.uk | 2018-10-24T00:00:00 | Requirement | Type | ExternalWallType2-Caisson-OSB(innersheet) | 627 | kg CO₂ eq. / functional unit | BAMB | BAMB_ElementQuantities | 591589B8-BAC5-4994-72B4-229868A5C8F9 |  | n/a
MassDensity | bamb@bre.co.uk | 2018-10-24T00:00:00 | Requirement | Type | ExternalWallType2-Cellulose | 24 | kg CO₂ eq. / functional unit | BAMB | BAMB_ElementQuantities | 9C100143-B694-8783-E3E1-E6D39B7E9D73 |  | n/a
MassDensity | bamb@bre.co.uk | 2018-10-24T00:00:00 | Requirement | Type | ExternalWindows-TimberFrame | 370 | kg CO₂ eq. / functional unit | BAMB | BAMB_ElementQuantities | 441B6686-EE34-2617-DDB6-B88BBA55C85A |  | n/a
MassDensity | bamb@bre.co.uk | 2018-10-24T00:00:00 | Requirement | Type | ExternalWindows-Glazing(doubleglazed,sealedunit) | 847 | kg CO₂ eq. / functional unit | BAMB | BAMB_ElementQuantities | C4C040C4-4532-9190-DC18-D898212C3104 |  | n/a
MassDensity | bamb@bre.co.uk | 2018-10-24T00:00:00 | Requirement | Type | InternalwallsandParitions-ClayPlasterFinish | 1800 | kg CO₂ eq. / functional unit | BAMB | BAMB_ElementQuantities | CCDF3790-E145-53E2-AD8F-C65E9723665E |  | n/a
MassDensity | bamb@bre.co.uk | 2018-10-24T00:00:00 | Requirement | Type | InternalwallsandParitions-ClayBrick | 1920 | kg CO₂ eq. / functional unit | BAMB | BAMB_ElementQuantities | 5C37C767-1A50-04A0-77C4-0F36E41B4776 |  | n/a
MassDensity | bamb@bre.co.uk | 2018-10-24T00:00:00 | Requirement | Type | InternalwallsandParitions-MortarforClayBrick | 1800 | kg CO₂ eq. / functional unit | BAMB | BAMB_ElementQuantities | 63661585-667E-560B-F452-D869A40EDA32 |  | n/a
Porosity | bamb@bre.co.uk | 2018-10-24T00:00:00 | Requirement | Type | Groundfloor-MDF | 1 | ratio | BAMB | BAMB_ElementQuantities | D17D6809-186A-3880-DC73-863B8512EE06 |  | n/a
Porosity | bamb@bre.co.uk | 2018-10-24T00:00:00 | Requirement | Type | Groundfloor-TimberJoist(softwood) | 1 | ratio | BAMB | BAMB_ElementQuantities | F0981ADB-454E-146D-0E64-2F67F6261DDF |  | n/a
Porosity | bamb@bre.co.uk | 2018-10-24T00:00:00 | Requirement | Type | Groundfloor-Cork | 1 | ratio | BAMB | BAMB_ElementQuantities | 06FF59A8-D7FF-095C-5453-A5C2F652A3A1 |  | n/a
Porosity | bamb@bre.co.uk | 2018-10-24T00:00:00 | Requirement | Type | Groundfloor-Woodwool | 1 | ratio | BAMB | BAMB_ElementQuantities | A0746274-B500-9A61-F894-2423368FFA18 |  | n/a
Porosity | bamb@bre.co.uk | 2018-10-24T00:00:00 | Requirement | Type | Groundfloor-OSB | 1 | ratio | BAMB | BAMB_ElementQuantities | C09D920F-207C-88F2-E413-B341FF0C4D00 |  | n/a
Porosity | bamb@bre.co.uk | 2018-10-24T00:00:00 | Requirement | Type | Groundfloor-AcousticPanel:cementboard | 1 | ratio | BAMB | BAMB_ElementQuantities | BCB754ED-FD71-052B-6932-61D6F7BA182D |  | n/a
Porosity | bamb@bre.co.uk | 2018-10-24T00:00:00 | Requirement | Type | Groundfloor-Floorfinishes:parquet | 1 | ratio | BAMB | BAMB_ElementQuantities | A3CB4323-2F6F-799D-589C-94BBC25347AD |  | n/a
Porosity | bamb@bre.co.uk | 2018-10-24T00:00:00 | Requirement | Type | TimberFrame-ExternalColumns:SoftWood | 1 | ratio | BAMB | BAMB_ElementQuantities | 85F29F6F-9A2A-7885-8A35-3BC1F17DA971 |  | n/a
Porosity | bamb@bre.co.uk | 2018-10-24T00:00:00 | Requirement | Type | TimberFrame-InternalColumnsType1:SoftWood | 1 | ratio | BAMB | BAMB_ElementQuantities | C07D443C-1A39-0C6D-765F-3E2F7C338E60 |  | n/a
Porosity | bamb@bre.co.uk | 2018-10-24T00:00:00 | Requirement | Type | TimberFrame-InternalColumnsType2:SoftWood | 1 | ratio | BAMB | BAMB_ElementQuantities | 339D8FE3-CFB8-3BF1-F22D-9A04646F8F28 |  | n/a
Porosity | bamb@bre.co.uk | 2018-10-24T00:00:00 | Requirement | Type | TimberFrame-Beam-Roof:SoftWood | 1 | ratio | BAMB | BAMB_ElementQuantities | 9FCB0E84-48C6-584B-F9B2-51F1E5F67784 |  | n/a
Porosity | bamb@bre.co.uk | 2018-10-24T00:00:00 | Requirement | Type | Mezzanine-RockPanel | 1 | ratio | BAMB | BAMB_ElementQuantities | 69C00679-C70C-E89C-0B1F-0D5037A2FB3F |  | n/a
Porosity | bamb@bre.co.uk | 2018-10-24T00:00:00 | Requirement | Type | Mezzanine-Joist(softwood) | 1 | ratio | BAMB | BAMB_ElementQuantities | E74523D5-7B54-2D76-A96E-CD514B5FD2BB |  | n/a
Porosity | bamb@bre.co.uk | 2018-10-24T00:00:00 | Requirement | Type | Mezzanine-OSB | 1 | ratio | BAMB | BAMB_ElementQuantities | 80EA3006-621B-A61E-E990-1962DCE792E1 |  | n/a
Porosity | bamb@bre.co.uk | 2018-10-24T00:00:00 | Requirement | Type | Mezzanine-AcousticPanel:cementboard | 1 | ratio | BAMB | BAMB_ElementQuantities | 70116D22-4832-3D75-6DEF-8700D66F636E |  | n/a
Porosity | bamb@bre.co.uk | 2018-10-24T00:00:00 | Requirement | Type | Mezzanine-Floorfinishes:parquet | 1 | ratio | BAMB | BAMB_ElementQuantities | 50A0E595-3108-2247-89F6-9ABB9BF4487D |  | n/a
Porosity | bamb@bre.co.uk | 2018-10-24T00:00:00 | Requirement | Type | PichedRoof-Raftersintimberfin(softwood) | 1 | ratio | BAMB | BAMB_ElementQuantities | 3ADD499D-67D9-AB65-5A7C-48AFB39388DC |  | n/a
Porosity | bamb@bre.co.uk | 2018-10-24T00:00:00 | Requirement | Type | PichedRoof-WaterproofMembrane | 1 | ratio | BAMB | BAMB_ElementQuantities | A3649B78-46FF-BC38-525C-B3A3AE770AB9 |  | n/a
Porosity | bamb@bre.co.uk | 2018-10-24T00:00:00 | Requirement | Type | PichedRoof-OSB_1 | 1 | ratio | BAMB | BAMB_ElementQuantities | 79A6371B-8ABB-F5FB-0944-745BFBE165C5 |  | n/a
Porosity | bamb@bre.co.uk | 2018-10-24T00:00:00 | Requirement | Type | PichedRoof-TimberJoist | 1 | ratio | BAMB | BAMB_ElementQuantities | 3C8416FC-CB38-63FE-D36F-CD8CC634E116 |  | n/a
Porosity | bamb@bre.co.uk | 2018-10-24T00:00:00 | Requirement | Type | PichedRoof-Woodwool | 1 | ratio | BAMB | BAMB_ElementQuantities | A9C1B509-BC69-3F41-1A09-F76DE1E3C7CB |  | n/a
Porosity | bamb@bre.co.uk | 2018-10-24T00:00:00 | Requirement | Type | PichedRoof-OSB_2 | 1 | ratio | BAMB | BAMB_ElementQuantities | 8EDEA529-EFD4-50E0-2A59-0F0BAC926253 |  | n/a
Porosity | bamb@bre.co.uk | 2018-10-24T00:00:00 | Requirement | Type | PichedRoofCovering-Corrugatedglalvanisedsteelsheet | 1 | ratio | BAMB | BAMB_ElementQuantities | 1A0476A0-92F2-1FAE-AF0F-62EE9EACB7F4 |  | n/a
Porosity | bamb@bre.co.uk | 2018-10-24T00:00:00 | Requirement | Type | FlatRoof-MDF(ref:totem) | 1 | ratio | BAMB | BAMB_ElementQuantities | 77202417-3C08-D3D9-8499-341692A73D4F |  | n/a
Porosity | bamb@bre.co.uk | 2018-10-24T00:00:00 | Requirement | Type | FlatRoof-OSB | 1 | ratio | BAMB | BAMB_ElementQuantities | 53661EA2-366A-AC40-0E33-30AB17280D29 |  | n/a
Porosity | bamb@bre.co.uk | 2018-10-24T00:00:00 | Requirement | Type | FlatRoof-Cellulose | 1 | ratio | BAMB | BAMB_ElementQuantities | 188BEB80-3383-2F84-9AE7-9AB254D0A64A |  | n/a
Porosity | bamb@bre.co.uk | 2018-10-24T00:00:00 | Requirement | Type | FlatRoof-Membranepro-climat | 1 | ratio | BAMB | BAMB_ElementQuantities | 2463AEB1-FF25-9F78-766E-11D2032BC599 |  | n/a
Porosity | bamb@bre.co.uk | 2018-10-24T00:00:00 | Requirement | Type | FlatRoof-Raftersintimberfin(softwood) | 1 | ratio | BAMB | BAMB_ElementQuantities | 797A6524-A177-644E-EC3D-3D31E634C3EC |  | n/a
Porosity | bamb@bre.co.uk | 2018-10-24T00:00:00 | Requirement | Type | FlatRoofCovering-EPDM | 1 | ratio | BAMB | BAMB_ElementQuantities | 9F46CFBA-B5C9-381F-A2AD-F1A5039B3C57 |  | n/a
Porosity | bamb@bre.co.uk | 2018-10-24T00:00:00 | Requirement | Type | FlatRoof-InternalCeilingFinishes:RockPanel | 1 | ratio | BAMB | BAMB_ElementQuantities | 9A60795C-3B2B-E8F6-3928-1A087E4FBE76 |  | n/a
Porosity | bamb@bre.co.uk | 2018-10-24T00:00:00 | Requirement | Type | ExternalWallType1A-RockPanel | 1 | ratio | BAMB | BAMB_ElementQuantities | 582966B4-FEE4-C2E8-D833-5B996C70C927 |  | n/a
Porosity | bamb@bre.co.uk | 2018-10-24T00:00:00 | Requirement | Type | ExternalWallType1A-BatteninSoftWood | 1 | ratio | BAMB | BAMB_ElementQuantities | 7DA8F8EF-3BB3-17CC-61BA-DAA971023B24 |  | n/a
Porosity | bamb@bre.co.uk | 2018-10-24T00:00:00 | Requirement | Type | ExternalWallType1A-Caisson-MDF(outersheet) | 1 | ratio | BAMB | BAMB_ElementQuantities | 22D6B71E-2256-03E4-CF33-A0C4CF3991EF |  | n/a
Porosity | bamb@bre.co.uk | 2018-10-24T00:00:00 | Requirement | Type | ExternalWallType1A-Caisson-OSB(sidesheet) | 1 | ratio | BAMB | BAMB_ElementQuantities | 08A00232-E5CE-AD56-DDE3-D399F1C399B3 |  | n/a
Porosity | bamb@bre.co.uk | 2018-10-24T00:00:00 | Requirement | Type | ExternalWallType1A-Caisson-IJoist(Web)OSB | 1 | ratio | BAMB | BAMB_ElementQuantities | 186066C9-4062-9249-6938-78E3684CB430 |  | n/a
Porosity | bamb@bre.co.uk | 2018-10-24T00:00:00 | Requirement | Type | ExternalWallType1A-Caisson-IJoist(flanges) | 1 | ratio | BAMB | BAMB_ElementQuantities | CC3BF7A1-3442-E794-A917-01E294B49220 |  | n/a
Porosity | bamb@bre.co.uk | 2018-10-24T00:00:00 | Requirement | Type | ExternalWallType1A-Caisson-Woodwool(againstIJoists) | 1 | ratio | BAMB | BAMB_ElementQuantities | 20970889-0710-856F-B3BF-C89FD06744D1 |  | n/a
Porosity | bamb@bre.co.uk | 2018-10-24T00:00:00 | Requirement | Type | ExternalWallType1A-Caisson-OSB(innersheet) | 1 | ratio | BAMB | BAMB_ElementQuantities | F2CE55CE-EFBC-3D3C-F812-7E852C0A7362 |  | n/a
Porosity | bamb@bre.co.uk | 2018-10-24T00:00:00 | Requirement | Type | ExternalWallType1A-Cellulose | 1 | ratio | BAMB | BAMB_ElementQuantities | DFD42EAD-B728-6BA5-549C-46B55EAF4946 |  | n/a
Porosity | bamb@bre.co.uk | 2018-10-24T00:00:00 | Requirement | Type | ExternalWallType1B-RockPanel | 1 | ratio | BAMB | BAMB_ElementQuantities | 0D2FC37D-60A7-D4C4-5938-8A68EC5A5A94 |  | n/a
Porosity | bamb@bre.co.uk | 2018-10-24T00:00:00 | Requirement | Type | ExternalWallType1B-BatteninSoftWood | 1 | ratio | BAMB | BAMB_ElementQuantities | 844E9B31-4A91-3746-8793-CA2CCAD25F74 |  | n/a
Porosity | bamb@bre.co.uk | 2018-10-24T00:00:00 | Requirement | Type | ExternalWallType1B-Caisson-MDF(outersheet) | 1 | ratio | BAMB | BAMB_ElementQuantities | F51BC1D9-31EB-D872-F4D4-A21071B489BD |  | n/a
Porosity | bamb@bre.co.uk | 2018-10-24T00:00:00 | Requirement | Type | ExternalWallType1B-Caisson-OSB(sidesheet) | 1 | ratio | BAMB | BAMB_ElementQuantities | 924F3883-2874-E419-08EF-0A7A7B6C53AD |  | n/a
Porosity | bamb@bre.co.uk | 2018-10-24T00:00:00 | Requirement | Type | ExternalWallType1B-Caisson-IJoist(Web)OSB | 1 | ratio | BAMB | BAMB_ElementQuantities | D7122590-8F9B-2B2D-A9AA-BE568BDC944C |  | n/a
Porosity | bamb@bre.co.uk | 2018-10-24T00:00:00 | Requirement | Type | ExternalWallType1B-Caisson-IJoist(flanges) | 1 | ratio | BAMB | BAMB_ElementQuantities | 34835C26-E81E-93EB-A6E3-C32C20E8689D |  | n/a
Porosity | bamb@bre.co.uk | 2018-10-24T00:00:00 | Requirement | Type | ExternalWallType1B-Caisson-Woodwool(againstIJoists) | 1 | ratio | BAMB | BAMB_ElementQuantities | 7F016482-F82A-62A3-0D94-912CDB0962DD |  | n/a
Porosity | bamb@bre.co.uk | 2018-10-24T00:00:00 | Requirement | Type | ExternalWallType1B-Caisson-OSB(innersheet) | 1 | ratio | BAMB | BAMB_ElementQuantities | C2D84888-CE48-165F-A80F-D4F270083EE8 |  | n/a
Porosity | bamb@bre.co.uk | 2018-10-24T00:00:00 | Requirement | Type | ExternalWallType1B-Cellulose | 1 | ratio | BAMB | BAMB_ElementQuantities | 5300FE74-1999-8EB7-FDC1-391E242151DD |  | n/a
Porosity | bamb@bre.co.uk | 2018-10-24T00:00:00 | Requirement | Type | ExternalWallType1B-ClayPlasterFinish | 1 | ratio | BAMB | BAMB_ElementQuantities | 0170FCE8-0363-0277-26FD-AD0A263F2DA2 |  | n/a
Porosity | bamb@bre.co.uk | 2018-10-24T00:00:00 | Requirement | Type | ExternalWallType2-ReclaimedCedarCladding | 1 | ratio | BAMB | BAMB_ElementQuantities | B489FC7B-57CE-81CA-A118-1075A4D93A0F |  | n/a
Porosity | bamb@bre.co.uk | 2018-10-24T00:00:00 | Requirement | Type | ExternalWallType2-BatteninSoftWood | 1 | ratio | BAMB | BAMB_ElementQuantities | 88964A82-8695-1ADA-2146-D866CB628AAD |  | n/a
Porosity | bamb@bre.co.uk | 2018-10-24T00:00:00 | Requirement | Type | ExternalWallType2-Caisson-MDF(outersheet) | 1 | ratio | BAMB | BAMB_ElementQuantities | F0D07188-B299-592A-210C-9FEE6FB1196D |  | n/a
Porosity | bamb@bre.co.uk | 2018-10-24T00:00:00 | Requirement | Type | ExternalWallType2-Caisson-OSB(sidesheet) | 1 | ratio | BAMB | BAMB_ElementQuantities | 98FF11AB-C727-41EB-9FF2-0F9B30836574 |  | n/a
Porosity | bamb@bre.co.uk | 2018-10-24T00:00:00 | Requirement | Type | ExternalWallType2-Caisson-IJoist(Web)OSB | 1 | ratio | BAMB | BAMB_ElementQuantities | 6CE6E524-ED5D-9410-F878-80A3B875B6AA |  | n/a
Porosity | bamb@bre.co.uk | 2018-10-24T00:00:00 | Requirement | Type | ExternalWallType2-Caisson-IJoist(flanges) | 1 | ratio | BAMB | BAMB_ElementQuantities | 86EF4BDF-DD46-DE0F-E66D-BDB53445E254 |  | n/a
Porosity | bamb@bre.co.uk | 2018-10-24T00:00:00 | Requirement | Type | ExternalWallType2-Caisson-Woodwool(againstIJoists) | 1 | ratio | BAMB | BAMB_ElementQuantities | 299688B6-15E3-830C-EFC4-393881E0FE05 |  | n/a
Porosity | bamb@bre.co.uk | 2018-10-24T00:00:00 | Requirement | Type | ExternalWallType2-Caisson-OSB(innersheet) | 1 | ratio | BAMB | BAMB_ElementQuantities | E49D7DAC-7490-94C7-66D2-C8A1164DC989 |  | n/a
Porosity | bamb@bre.co.uk | 2018-10-24T00:00:00 | Requirement | Type | ExternalWallType2-Cellulose | 1 | ratio | BAMB | BAMB_ElementQuantities | C510F41F-0A87-0CCC-C5DB-4B8A547E1E06 |  | n/a
Porosity | bamb@bre.co.uk | 2018-10-24T00:00:00 | Requirement | Type | ExternalWindows-TimberFrame | 1 | ratio | BAMB | BAMB_ElementQuantities | 507E0D03-B1C5-7C2B-4ED9-E9FDB6B39ACE |  | n/a
Porosity | bamb@bre.co.uk | 2018-10-24T00:00:00 | Requirement | Type | ExternalWindows-Glazing(doubleglazed,sealedunit) | 1 | ratio | BAMB | BAMB_ElementQuantities | 78629401-210B-D2F6-80D0-4C0AE8772806 |  | n/a
Porosity | bamb@bre.co.uk | 2018-10-24T00:00:00 | Requirement | Type | InternalwallsandParitions-ClayPlasterFinish | 1 | ratio | BAMB | BAMB_ElementQuantities | 4720422B-F064-7FC0-D20E-F06AAD45F202 |  | n/a
Porosity | bamb@bre.co.uk | 2018-10-24T00:00:00 | Requirement | Type | InternalwallsandParitions-ClayBrick | 0.735 | ratio | BAMB | BAMB_ElementQuantities | B7A65E78-56CA-31CF-90A9-2500818B6CA8 |  | n/a
Porosity | bamb@bre.co.uk | 2018-10-24T00:00:00 | Requirement | Type | InternalwallsandParitions-MortarforClayBrick | 0.1719 | ratio | BAMB | BAMB_ElementQuantities | C8141EF3-FB90-8BE9-6DA0-DBB944837490 |  | n/a
Weight | bamb@bre.co.uk | 2018-10-24T00:00:00 | Requirement | Type | Groundfloor-MDF | 635.808 | kg | BAMB | BAMB_ElementQuantities | A7D9FA66-5487-6EF2-2D90-6816AF5FECEA |  | n/a
Weight | bamb@bre.co.uk | 2018-10-24T00:00:00 | Requirement | Type | Groundfloor-TimberJoist(softwood) | 337.44 | kg | BAMB | BAMB_ElementQuantities | A6FEE00A-A8A9-1088-6C82-6415999DA9F7 |  | n/a
Weight | bamb@bre.co.uk | 2018-10-24T00:00:00 | Requirement | Type | Groundfloor-Cork | 410.4 | kg | BAMB | BAMB_ElementQuantities | BAB7E336-BC3A-C247-2E68-5446F6AC6DF2 |  | n/a
Weight | bamb@bre.co.uk | 2018-10-24T00:00:00 | Requirement | Type | Groundfloor-Woodwool | 2780 | kg | BAMB | BAMB_ElementQuantities | 0596B470-8C40-B955-CCDF-B232F360067C |  | n/a
Weight | bamb@bre.co.uk | 2018-10-24T00:00:00 | Requirement | Type | Groundfloor-OSB | 740.7378 | kg | BAMB | BAMB_ElementQuantities | 41FAA1DD-5EF7-A945-518B-99294A399D42 |  | n/a
Weight | bamb@bre.co.uk | 2018-10-24T00:00:00 | Requirement | Type | Groundfloor-AcousticPanel:cementboard | 469.875 | kg | BAMB | BAMB_ElementQuantities | 18914620-433C-538A-0D50-5C7B8E778B8C |  | n/a
Weight | bamb@bre.co.uk | 2018-10-24T00:00:00 | Requirement | Type | Groundfloor-Floorfinishes:parquet | 334.8893 | kg | BAMB | BAMB_ElementQuantities | 739795F2-6133-4FA3-CBB4-599A42FCD4FC |  | n/a
Weight | bamb@bre.co.uk | 2018-10-24T00:00:00 | Requirement | Type | TimberFrame-ExternalColumns:SoftWood | 152.6472 | kg | BAMB | BAMB_ElementQuantities | 7762E011-B9F5-AE2C-A4D2-405CB865E237 |  | n/a
Weight | bamb@bre.co.uk | 2018-10-24T00:00:00 | Requirement | Type | TimberFrame-InternalColumnsType1:SoftWood | 131.868 | kg | BAMB | BAMB_ElementQuantities | A3C916EA-861C-A1EA-C1CE-88D31ED11622 |  | n/a
Weight | bamb@bre.co.uk | 2018-10-24T00:00:00 | Requirement | Type | TimberFrame-InternalColumnsType2:SoftWood | 87.912 | kg | BAMB | BAMB_ElementQuantities | 2662807B-B349-F040-9627-C7324DC50756 |  | n/a
Weight | bamb@bre.co.uk | 2018-10-24T00:00:00 | Requirement | Type | TimberFrame-Beam-Roof:SoftWood | 224.22 | kg | BAMB | BAMB_ElementQuantities | 8681A833-7EBB-0136-60B5-A73BCFC7A5FD |  | n/a
Weight | bamb@bre.co.uk | 2018-10-24T00:00:00 | Requirement | Type | Mezzanine-RockPanel | 113.792 | kg | BAMB | BAMB_ElementQuantities | 6C8C088E-B847-AC98-218C-713B05582932 |  | n/a
Weight | bamb@bre.co.uk | 2018-10-24T00:00:00 | Requirement | Type | Mezzanine-Joist(softwood) | 35.8042 | kg | BAMB | BAMB_ElementQuantities | 87AB8E18-56CD-B00F-A45D-FAAD00890DD9 |  | n/a
Weight | bamb@bre.co.uk | 2018-10-24T00:00:00 | Requirement | Type | Mezzanine-OSB | 175.1838 | kg | BAMB | BAMB_ElementQuantities | 5F0B0608-6095-B854-41E5-80D6FD0556DB |  | n/a
Weight | bamb@bre.co.uk | 2018-10-24T00:00:00 | Requirement | Type | Mezzanine-AcousticPanel:cementboard | 111.125 | kg | BAMB | BAMB_ElementQuantities | 61DD09D8-73E7-379A-B1D3-A75BDAA364DA |  | n/a
Weight | bamb@bre.co.uk | 2018-10-24T00:00:00 | Requirement | Type | Mezzanine-Floorfinishes:parquet | 79.201 | kg | BAMB | BAMB_ElementQuantities | A838E4A3-AC7D-025C-EA98-873962B0C9E0 |  | n/a
Weight | bamb@bre.co.uk | 2018-10-24T00:00:00 | Requirement | Type | PichedRoof-Raftersintimberfin(softwood) | 42.7905 | kg | BAMB | BAMB_ElementQuantities | 36E09073-5409-298A-D4CC-43A33F826B80 |  | n/a
Weight | bamb@bre.co.uk | 2018-10-24T00:00:00 | Requirement | Type | PichedRoof-WaterproofMembrane | 144.144 | kg | BAMB | BAMB_ElementQuantities | 812D3166-BFEC-9CF2-422B-39A0531040A2 |  | n/a
Weight | bamb@bre.co.uk | 2018-10-24T00:00:00 | Requirement | Type | PichedRoof-OSB_1 | 342.342 | kg | BAMB | BAMB_ElementQuantities | 3A6BFA07-F9D7-E204-B7F7-B5AA40C49615 |  | n/a
Weight | bamb@bre.co.uk | 2018-10-24T00:00:00 | Requirement | Type | PichedRoof-TimberJoist | 146.0582 | kg | BAMB | BAMB_ElementQuantities | 18CC95B9-D271-6A8D-AC9D-36DC7BAF91A7 |  | n/a
Weight | bamb@bre.co.uk | 2018-10-24T00:00:00 | Requirement | Type | PichedRoof-Woodwool | 3445 | kg | BAMB | BAMB_ElementQuantities | ABB3D20F-E6D5-D5A9-326E-2975AE9E8D7A |  | n/a
Weight | bamb@bre.co.uk | 2018-10-24T00:00:00 | Requirement | Type | PichedRoof-OSB_2 | 342.342 | kg | BAMB | BAMB_ElementQuantities | EF4694ED-5155-AEAE-A04D-3DEC2E31B923 |  | n/a
Weight | bamb@bre.co.uk | 2018-10-24T00:00:00 | Requirement | Type | PichedRoofCovering-Corrugatedglalvanisedsteelsheet | 356.4015 | kg | BAMB | BAMB_ElementQuantities | D78BBBEC-3F58-523E-3631-FE5C9D9F0C08 |  | n/a
Weight | bamb@bre.co.uk | 2018-10-24T00:00:00 | Requirement | Type | FlatRoof-MDF(ref:totem) | 81.104 | kg | BAMB | BAMB_ElementQuantities | 9B2CA4C4-BC68-4F02-3A44-A01AA128C0AE |  | n/a
Weight | bamb@bre.co.uk | 2018-10-24T00:00:00 | Requirement | Type | FlatRoof-OSB | 103.0788 | kg | BAMB | BAMB_ElementQuantities | 0D0FAB13-3B0C-484B-88C1-746D8F5C4531 |  | n/a
Weight | bamb@bre.co.uk | 2018-10-24T00:00:00 | Requirement | Type | FlatRoof-Cellulose | 88.776 | kg | BAMB | BAMB_ElementQuantities | 26AC0F21-040C-102B-F5FD-28F257A3BBA4 |  | n/a
Weight | bamb@bre.co.uk | 2018-10-24T00:00:00 | Requirement | Type | FlatRoof-Membranepro-climat | 1.7125 | kg | BAMB | BAMB_ElementQuantities | 47732702-2A2E-3A04-B14E-F85752680B58 |  | n/a
Weight | bamb@bre.co.uk | 2018-10-24T00:00:00 | Requirement | Type | FlatRoof-Raftersintimberfin(softwood) | 1.5748 | kg | BAMB | BAMB_ElementQuantities | 8959573C-AB51-6E20-2A54-C00E46B6B271 |  | n/a
Weight | bamb@bre.co.uk | 2018-10-24T00:00:00 | Requirement | Type | FlatRoofCovering-EPDM | 17.1181 | kg | BAMB | BAMB_ElementQuantities | 6C8C2B9E-1BB1-D88E-28BC-895446A350BE |  | n/a
Weight | bamb@bre.co.uk | 2018-10-24T00:00:00 | Requirement | Type | FlatRoof-InternalCeilingFinishes:RockPanel | 122.752 | kg | BAMB | BAMB_ElementQuantities | 703F1FA7-4962-F10E-B794-C70BC63E8AEF |  | n/a
Weight | bamb@bre.co.uk | 2018-10-24T00:00:00 | Requirement | Type | ExternalWallType1A-RockPanel | 539.392 | kg | BAMB | BAMB_ElementQuantities | 6F621136-0250-5D19-19BB-163DB9F4C1F7 |  | n/a
Weight | bamb@bre.co.uk | 2018-10-24T00:00:00 | Requirement | Type | ExternalWallType1A-BatteninSoftWood | 101.084 | kg | BAMB | BAMB_ElementQuantities | 8B40FE7B-3DE8-DD1E-CF62-9279E1CBE750 |  | n/a
Weight | bamb@bre.co.uk | 2018-10-24T00:00:00 | Requirement | Type | ExternalWallType1A-Caisson-MDF(outersheet) | 712.768 | kg | BAMB | BAMB_ElementQuantities | A43CB862-E724-62BD-957B-5FF253713207 |  | n/a
Weight | bamb@bre.co.uk | 2018-10-24T00:00:00 | Requirement | Type | ExternalWallType1A-Caisson-OSB(sidesheet) | 349.866 | kg | BAMB | BAMB_ElementQuantities | 0819DF01-A74E-BD8C-8C33-1FFCA9E41EC7 |  | n/a
Weight | bamb@bre.co.uk | 2018-10-24T00:00:00 | Requirement | Type | ExternalWallType1A-Caisson-IJoist(Web)OSB | 123.519 | kg | BAMB | BAMB_ElementQuantities | 98B8C3BF-37C5-0F64-B236-7E98883EEDF7 |  | n/a
Weight | bamb@bre.co.uk | 2018-10-24T00:00:00 | Requirement | Type | ExternalWallType1A-Caisson-IJoist(flanges) | 95.83 | kg | BAMB | BAMB_ElementQuantities | D78263A0-B303-4953-3819-0950F6560E77 |  | n/a
Weight | bamb@bre.co.uk | 2018-10-24T00:00:00 | Requirement | Type | ExternalWallType1A-Caisson-Woodwool(againstIJoists) | 202.5 | kg | BAMB | BAMB_ElementQuantities | 740B2244-DFAE-12C7-EEAC-FF663AB75715 |  | n/a
Weight | bamb@bre.co.uk | 2018-10-24T00:00:00 | Requirement | Type | ExternalWallType1A-Caisson-OSB(innersheet) | 830.3988 | kg | BAMB | BAMB_ElementQuantities | 0D1F9E61-4F3B-8F14-901C-0747A7079968 |  | n/a
Weight | bamb@bre.co.uk | 2018-10-24T00:00:00 | Requirement | Type | ExternalWallType1A-Cellulose | 534.336 | kg | BAMB | BAMB_ElementQuantities | C4FF0175-DA2A-C422-DCCF-D10D9F69AEE5 |  | n/a
Weight | bamb@bre.co.uk | 2018-10-24T00:00:00 | Requirement | Type | ExternalWallType1B-RockPanel | 278.656 | kg | BAMB | BAMB_ElementQuantities | D270F693-B80E-7224-818A-D4FBCE0CF867 |  | n/a
Weight | bamb@bre.co.uk | 2018-10-24T00:00:00 | Requirement | Type | ExternalWallType1B-BatteninSoftWood | 56.98 | kg | BAMB | BAMB_ElementQuantities | 074A046B-B1B7-DB2A-798D-4882517B3335 |  | n/a
Weight | bamb@bre.co.uk | 2018-10-24T00:00:00 | Requirement | Type | ExternalWallType1B-Caisson-MDF(outersheet) | 368.224 | kg | BAMB | BAMB_ElementQuantities | 7F8D0CFF-6862-2446-1917-89B031FAACD6 |  | n/a
Weight | bamb@bre.co.uk | 2018-10-24T00:00:00 | Requirement | Type | ExternalWallType1B-Caisson-OSB(sidesheet) | 245.784 | kg | BAMB | BAMB_ElementQuantities | 64EACD1D-6229-092E-F107-C3A12833AC99 |  | n/a
Weight | bamb@bre.co.uk | 2018-10-24T00:00:00 | Requirement | Type | ExternalWallType1B-Caisson-IJoist(Web)OSB | 122.4531 | kg | BAMB | BAMB_ElementQuantities | 4C269159-618A-6275-E6D8-3694DF800C68 |  | n/a
Weight | bamb@bre.co.uk | 2018-10-24T00:00:00 | Requirement | Type | ExternalWallType1B-Caisson-IJoist(flanges) | 67.34 | kg | BAMB | BAMB_ElementQuantities | 02A1FBBF-9413-D394-801F-8F6768D63D93 |  | n/a
Weight | bamb@bre.co.uk | 2018-10-24T00:00:00 | Requirement | Type | ExternalWallType1B-Caisson-Woodwool(againstIJoists) | 142 | kg | BAMB | BAMB_ElementQuantities | 517A9576-CACC-A40F-BE03-A1BBF4897746 |  | n/a
Weight | bamb@bre.co.uk | 2018-10-24T00:00:00 | Requirement | Type | ExternalWallType1B-Caisson-OSB(innersheet) | 428.9934 | kg | BAMB | BAMB_ElementQuantities | 5C9233A7-80F9-0B37-0CEA-2014479C73C5 |  | n/a
Weight | bamb@bre.co.uk | 2018-10-24T00:00:00 | Requirement | Type | ExternalWallType1B-Cellulose | 271.896 | kg | BAMB | BAMB_ElementQuantities | 9CC43DEB-D728-84AB-5D92-3DC454FD00B7 |  | n/a
Weight | bamb@bre.co.uk | 2018-10-24T00:00:00 | Requirement | Type | ExternalWallType1B-ClayPlasterFinish | 1007.64 | kg | BAMB | BAMB_ElementQuantities | F68DE560-DD54-A134-F7D2-A16780EF6781 |  | n/a
Weight | bamb@bre.co.uk | 2018-10-24T00:00:00 | Requirement | Type | ExternalWallType2-ReclaimedCedarCladding | 112.224 | kg | BAMB | BAMB_ElementQuantities | 48B3F7EB-2DFB-97E1-C2CB-6036F61F8929 |  | n/a
Weight | bamb@bre.co.uk | 2018-10-24T00:00:00 | Requirement | Type | ExternalWallType2-BatteninSoftWood | 70.67 | kg | BAMB | BAMB_ElementQuantities | ADA2503C-A778-41C1-0E63-AFB2D4FB28CA |  | n/a
Weight | bamb@bre.co.uk | 2018-10-24T00:00:00 | Requirement | Type | ExternalWallType2-Caisson-MDF(outersheet) | 395.456 | kg | BAMB | BAMB_ElementQuantities | E74A20D3-FEE4-63C6-CA54-C78DEC820B0C |  | n/a
Weight | bamb@bre.co.uk | 2018-10-24T00:00:00 | Requirement | Type | ExternalWallType2-Caisson-OSB(sidesheet) | 313.5 | kg | BAMB | BAMB_ElementQuantities | A9D84121-8336-4464-A8ED-008B22E8ABA8 |  | n/a
Weight | bamb@bre.co.uk | 2018-10-24T00:00:00 | Requirement | Type | ExternalWallType2-Caisson-IJoist(Web)OSB | 156.123 | kg | BAMB | BAMB_ElementQuantities | 4B632C24-85AF-3A13-E903-78E01839F59E |  | n/a
Weight | bamb@bre.co.uk | 2018-10-24T00:00:00 | Requirement | Type | ExternalWallType2-Caisson-IJoist(flanges) | 86.21 | kg | BAMB | BAMB_ElementQuantities | 21BA0056-6CD8-0C00-A88B-6E2D2E2F4673 |  | n/a
Weight | bamb@bre.co.uk | 2018-10-24T00:00:00 | Requirement | Type | ExternalWallType2-Caisson-Woodwool(againstIJoists) | 227.5 | kg | BAMB | BAMB_ElementQuantities | 153E1E39-A971-8D9C-3B60-085E3130146C |  | n/a
Weight | bamb@bre.co.uk | 2018-10-24T00:00:00 | Requirement | Type | ExternalWallType2-Caisson-OSB(innersheet) | 460.7196 | kg | BAMB | BAMB_ElementQuantities | 04FD2EE6-7CF4-A5F1-15F4-E0A948C8AB23 |  | n/a
Weight | bamb@bre.co.uk | 2018-10-24T00:00:00 | Requirement | Type | ExternalWallType2-Cellulose | 271.872 | kg | BAMB | BAMB_ElementQuantities | A9FB7B61-3F79-F1E9-2D95-14479E236E1F |  | n/a
Weight | bamb@bre.co.uk | 2018-10-24T00:00:00 | Requirement | Type | ExternalWindows-TimberFrame | 22.94 | kg | BAMB | BAMB_ElementQuantities | B18CAB02-6303-7C1D-3A58-5B15521B68F7 |  | n/a
Weight | bamb@bre.co.uk | 2018-10-24T00:00:00 | Requirement | Type | ExternalWindows-Glazing(doubleglazed,sealedunit) | 254.1 | kg | BAMB | BAMB_ElementQuantities | 84FDD5B6-527F-A7E2-F001-98BA04A76454 |  | n/a
Weight | bamb@bre.co.uk | 2018-10-24T00:00:00 | Requirement | Type | InternalwallsandParitions-ClayPlasterFinish | 385.56 | kg | BAMB | BAMB_ElementQuantities | 44877095-CF28-12FD-11BD-2DE53470D6A0 |  | n/a
Weight | bamb@bre.co.uk | 2018-10-24T00:00:00 | Requirement | Type | InternalwallsandParitions-ClayBrick | 2015.1936 | kg | BAMB | BAMB_ElementQuantities | 852C3120-FFB1-5199-3AA6-B223A8C11762 |  | n/a
Weight | bamb@bre.co.uk | 2018-10-24T00:00:00 | Requirement | Type | InternalwallsandParitions-MortarforClayBrick | 441.8518 | kg | BAMB | BAMB_ElementQuantities | EFAD9746-C86D-16F8-A119-A7CC36AAF06B |  | n/a
Mass | bamb@bre.co.uk | 2018-10-24T00:00:00 | Requirement | Type | Groundfloor-MDF | 0.63581 | tonne | BAMB |  | 39FD393C-AACB-7B47-D12C-8E338513C205 |  | n/a
Mass | bamb@bre.co.uk | 2018-10-24T00:00:00 | Requirement | Type | Groundfloor-TimberJoist(softwood) | 0.33744 | tonne | BAMB |  | 173E0119-CF1F-9A87-3158-E457FD387F6B |  | n/a
Mass | bamb@bre.co.uk | 2018-10-24T00:00:00 | Requirement | Type | Groundfloor-Cork | 0.4104 | tonne | BAMB |  | 6B4423FA-7413-546D-3F47-85ABF67EE9DB |  | n/a
Mass | bamb@bre.co.uk | 2018-10-24T00:00:00 | Requirement | Type | Groundfloor-Woodwool | 2.78 | tonne | BAMB |  | B271C4F0-DE1A-1D00-A29D-9FC2A9ED1169 |  | n/a
Mass | bamb@bre.co.uk | 2018-10-24T00:00:00 | Requirement | Type | Groundfloor-OSB | 0.74074 | tonne | BAMB |  | 3FE82E99-B1BA-5485-D09C-AEAE0CA1B363 |  | n/a
Mass | bamb@bre.co.uk | 2018-10-24T00:00:00 | Requirement | Type | Groundfloor-AcousticPanel:cementboard | 0.46987 | tonne | BAMB |  | 17CAB294-B8A1-DCCD-539F-3C24625CCAAF |  | n/a
Mass | bamb@bre.co.uk | 2018-10-24T00:00:00 | Requirement | Type | Groundfloor-Floorfinishes:parquet | 0.33489 | tonne | BAMB |  | 76267C84-4F0E-6895-8CB2-E4F9A3D26C51 |  | n/a
Mass | bamb@bre.co.uk | 2018-10-24T00:00:00 | Requirement | Type | TimberFrame-ExternalColumns:SoftWood | 0.15265 | tonne | BAMB |  | A81FDD11-FC88-57AC-B6B3-3B46792B4710 |  | n/a
Mass | bamb@bre.co.uk | 2018-10-24T00:00:00 | Requirement | Type | TimberFrame-InternalColumnsType1:SoftWood | 0.13187 | tonne | BAMB |  | 9CC7BA49-2F4B-5081-1B9F-BB4E14B3D6D2 |  | n/a
Mass | bamb@bre.co.uk | 2018-10-24T00:00:00 | Requirement | Type | TimberFrame-InternalColumnsType2:SoftWood | 0.087912 | tonne | BAMB |  | 7310D7C0-C3A2-801F-F45A-A859B69AE67F |  | n/a
Mass | bamb@bre.co.uk | 2018-10-24T00:00:00 | Requirement | Type | TimberFrame-Beam-Roof:SoftWood | 0.22422 | tonne | BAMB |  | 23DDC3DA-FC02-8AF6-32AE-24389198FC9E |  | n/a
Mass | bamb@bre.co.uk | 2018-10-24T00:00:00 | Requirement | Type | Mezzanine-RockPanel | 0.11379 | tonne | BAMB |  | DFF6B907-6A7B-C444-A6B4-48523E677766 |  | n/a
Mass | bamb@bre.co.uk | 2018-10-24T00:00:00 | Requirement | Type | Mezzanine-Joist(softwood) | 0.035804 | tonne | BAMB |  | 3B8C6F6D-E8F9-30AF-7A0D-61418FA72AC4 |  | n/a
Mass | bamb@bre.co.uk | 2018-10-24T00:00:00 | Requirement | Type | Mezzanine-OSB | 0.17518 | tonne | BAMB |  | 651CCFAF-BEB8-6B6A-E12D-57C41409B105 |  | n/a
Mass | bamb@bre.co.uk | 2018-10-24T00:00:00 | Requirement | Type | Mezzanine-AcousticPanel:cementboard | 0.11112 | tonne | BAMB |  | 19A9CFBE-4833-76C2-D445-2976906713E0 |  | n/a
Mass | bamb@bre.co.uk | 2018-10-24T00:00:00 | Requirement | Type | Mezzanine-Floorfinishes:parquet | 0.079201 | tonne | BAMB |  | 2C99C8C7-3AFF-BC77-25AF-23F82173AF8F |  | n/a
Mass | bamb@bre.co.uk | 2018-10-24T00:00:00 | Requirement | Type | PichedRoof-Raftersintimberfin(softwood) | 0.042791 | tonne | BAMB |  | 1A858C93-24D1-D83A-9A21-2465637EDFCB |  | n/a
Mass | bamb@bre.co.uk | 2018-10-24T00:00:00 | Requirement | Type | PichedRoof-WaterproofMembrane | 0.14414 | tonne | BAMB |  | EFF959D6-274E-0ED5-E7B1-CC0BF528AC50 |  | n/a
Mass | bamb@bre.co.uk | 2018-10-24T00:00:00 | Requirement | Type | PichedRoof-OSB_1 | 0.34234 | tonne | BAMB |  | D0B3319A-4AAB-6647-76AB-6756F4DC99D8 |  | n/a
Mass | bamb@bre.co.uk | 2018-10-24T00:00:00 | Requirement | Type | PichedRoof-TimberJoist | 0.14606 | tonne | BAMB |  | 2A41A682-E2B9-92A7-3ABE-3F3542BB9ECF |  | n/a
Mass | bamb@bre.co.uk | 2018-10-24T00:00:00 | Requirement | Type | PichedRoof-Woodwool | 3.445 | tonne | BAMB |  | 151DCDDB-9669-2C5B-79F2-E060352E0D35 |  | n/a
Mass | bamb@bre.co.uk | 2018-10-24T00:00:00 | Requirement | Type | PichedRoof-OSB_2 | 0.34234 | tonne | BAMB |  | A24A9C5D-66CE-4C49-1FD2-D4870744ADBA |  | n/a
Mass | bamb@bre.co.uk | 2018-10-24T00:00:00 | Requirement | Type | PichedRoofCovering-Corrugatedglalvanisedsteelsheet | 0.3564 | tonne | BAMB |  | F2F5D986-6836-24B4-8220-92352F894B45 |  | n/a
Mass | bamb@bre.co.uk | 2018-10-24T00:00:00 | Requirement | Type | FlatRoof-MDF(ref:totem) | 0.081104 | tonne | BAMB |  | A2A2688F-787E-198E-8117-F21810DD2C83 |  | n/a
Mass | bamb@bre.co.uk | 2018-10-24T00:00:00 | Requirement | Type | FlatRoof-OSB | 0.10308 | tonne | BAMB |  | 05471193-07CE-1968-C225-87F51D0F3BFE |  | n/a
Mass | bamb@bre.co.uk | 2018-10-24T00:00:00 | Requirement | Type | FlatRoof-Cellulose | 0.088776 | tonne | BAMB |  | 72AA230F-7A9F-386C-10E9-63F75E6F53FC |  | n/a
Mass | bamb@bre.co.uk | 2018-10-24T00:00:00 | Requirement | Type | FlatRoof-Membranepro-climat | 0.0017125 | tonne | BAMB |  | 3B3B0F39-0455-C555-27A5-B9CF1F41BD38 |  | n/a
Mass | bamb@bre.co.uk | 2018-10-24T00:00:00 | Requirement | Type | FlatRoof-Raftersintimberfin(softwood) | 0.0015748 | tonne | BAMB |  | 45406E61-7F3C-D67F-8D99-9C2CC33BDBB7 |  | n/a
Mass | bamb@bre.co.uk | 2018-10-24T00:00:00 | Requirement | Type | FlatRoofCovering-EPDM | 0.017118 | tonne | BAMB |  | 4E900517-88EC-73B5-53FB-AD2F95DDF7AB |  | n/a
Mass | bamb@bre.co.uk | 2018-10-24T00:00:00 | Requirement | Type | FlatRoof-InternalCeilingFinishes:RockPanel | 0.12275 | tonne | BAMB |  | AD8F9576-FF58-B811-7C3A-EC23C006E9E8 |  | n/a
Mass | bamb@bre.co.uk | 2018-10-24T00:00:00 | Requirement | Type | ExternalWallType1A-RockPanel | 0.53939 | tonne | BAMB |  | 79ECDCFF-DD62-722D-CA0E-E4654E775A87 |  | n/a
Mass | bamb@bre.co.uk | 2018-10-24T00:00:00 | Requirement | Type | ExternalWallType1A-BatteninSoftWood | 0.10108 | tonne | BAMB |  | ADB6A319-BB98-E545-2761-E4CDD77E2CE0 |  | n/a
Mass | bamb@bre.co.uk | 2018-10-24T00:00:00 | Requirement | Type | ExternalWallType1A-Caisson-MDF(outersheet) | 0.71277 | tonne | BAMB |  | 0DF9AB0A-EAA0-1F31-7BEE-A9AD8F9ED6F8 |  | n/a
Mass | bamb@bre.co.uk | 2018-10-24T00:00:00 | Requirement | Type | ExternalWallType1A-Caisson-OSB(sidesheet) | 0.34987 | tonne | BAMB |  | 61E739B0-0501-4F2B-05FE-AFE9F7CD7470 |  | n/a
Mass | bamb@bre.co.uk | 2018-10-24T00:00:00 | Requirement | Type | ExternalWallType1A-Caisson-IJoist(Web)OSB | 0.12352 | tonne | BAMB |  | E553DF90-31BA-30C9-DE61-D0D6C20DFB86 |  | n/a
Mass | bamb@bre.co.uk | 2018-10-24T00:00:00 | Requirement | Type | ExternalWallType1A-Caisson-IJoist(flanges) | 0.09583 | tonne | BAMB |  | 5E194420-385B-FE3B-CAAC-140B01DAE2E5 |  | n/a
Mass | bamb@bre.co.uk | 2018-10-24T00:00:00 | Requirement | Type | ExternalWallType1A-Caisson-Woodwool(againstIJoists) | 0.2025 | tonne | BAMB |  | 963CE632-3400-289B-1398-602278370A23 |  | n/a
Mass | bamb@bre.co.uk | 2018-10-24T00:00:00 | Requirement | Type | ExternalWallType1A-Caisson-OSB(innersheet) | 0.8304 | tonne | BAMB |  | 26FB3F0C-BF46-381C-BD6D-29F00DA61B05 |  | n/a
Mass | bamb@bre.co.uk | 2018-10-24T00:00:00 | Requirement | Type | ExternalWallType1A-Cellulose | 0.53434 | tonne | BAMB |  | F6D20B58-632E-E83C-B6E4-6528A28A72AA |  | n/a
Mass | bamb@bre.co.uk | 2018-10-24T00:00:00 | Requirement | Type | ExternalWallType1B-RockPanel | 0.27866 | tonne | BAMB |  | CFD86210-9A90-857E-E389-88A2A6AA9BE0 |  | n/a
Mass | bamb@bre.co.uk | 2018-10-24T00:00:00 | Requirement | Type | ExternalWallType1B-BatteninSoftWood | 0.05698 | tonne | BAMB |  | 8FD7A77B-9811-C399-ED59-911C044F7BC4 |  | n/a
Mass | bamb@bre.co.uk | 2018-10-24T00:00:00 | Requirement | Type | ExternalWallType1B-Caisson-MDF(outersheet) | 0.36822 | tonne | BAMB |  | 5E944664-1C55-68EF-A7ED-25488084B6A2 |  | n/a
Mass | bamb@bre.co.uk | 2018-10-24T00:00:00 | Requirement | Type | ExternalWallType1B-Caisson-OSB(sidesheet) | 0.24578 | tonne | BAMB |  | 818BA4FB-C073-2A9C-996F-9731BD62C1D3 |  | n/a
Mass | bamb@bre.co.uk | 2018-10-24T00:00:00 | Requirement | Type | ExternalWallType1B-Caisson-IJoist(Web)OSB | 0.12245 | tonne | BAMB |  | 2A8D92BF-48FB-9E7B-0B40-1A0C93DC1CAF |  | n/a
Mass | bamb@bre.co.uk | 2018-10-24T00:00:00 | Requirement | Type | ExternalWallType1B-Caisson-IJoist(flanges) | 0.06734 | tonne | BAMB |  | 0B60A0BC-F144-4D33-3B0B-9F7FEA6006E0 |  | n/a
Mass | bamb@bre.co.uk | 2018-10-24T00:00:00 | Requirement | Type | ExternalWallType1B-Caisson-Woodwool(againstIJoists) | 0.142 | tonne | BAMB |  | D1A0BDBE-E33C-D05C-F4E9-238D60D4C635 |  | n/a
Mass | bamb@bre.co.uk | 2018-10-24T00:00:00 | Requirement | Type | ExternalWallType1B-Caisson-OSB(innersheet) | 0.42899 | tonne | BAMB |  | EDA113CE-373A-EAC1-553C-31B7E0C8C8B5 |  | n/a
Mass | bamb@bre.co.uk | 2018-10-24T00:00:00 | Requirement | Type | ExternalWallType1B-Cellulose | 0.2719 | tonne | BAMB |  | 6D5B5CF3-33DE-D5A3-4ECB-AF7166DBE56B |  | n/a
Mass | bamb@bre.co.uk | 2018-10-24T00:00:00 | Requirement | Type | ExternalWallType1B-ClayPlasterFinish | 1.0076 | tonne | BAMB |  | 67190287-CB06-B2BD-7EA2-5953A0F6C30C |  | n/a
Mass | bamb@bre.co.uk | 2018-10-24T00:00:00 | Requirement | Type | ExternalWallType2-ReclaimedCedarCladding | 0.11222 | tonne | BAMB |  | 0640B5CB-D92B-D6F0-3E7D-8B091CB8EBBD |  | n/a
Mass | bamb@bre.co.uk | 2018-10-24T00:00:00 | Requirement | Type | ExternalWallType2-BatteninSoftWood | 0.07067 | tonne | BAMB |  | 96ACD975-B85C-BD3B-0ED2-C20B11FFDF5C |  | n/a
Mass | bamb@bre.co.uk | 2018-10-24T00:00:00 | Requirement | Type | ExternalWallType2-Caisson-MDF(outersheet) | 0.39546 | tonne | BAMB |  | 31E9FFA9-9EA6-5ACB-91CB-6CEAB2FEFB57 |  | n/a
Mass | bamb@bre.co.uk | 2018-10-24T00:00:00 | Requirement | Type | ExternalWallType2-Caisson-OSB(sidesheet) | 0.3135 | tonne | BAMB |  | 797426AD-165B-9D22-FB48-704E032B9279 |  | n/a
Mass | bamb@bre.co.uk | 2018-10-24T00:00:00 | Requirement | Type | ExternalWallType2-Caisson-IJoist(Web)OSB | 0.15612 | tonne | BAMB |  | E21C0EFA-5D12-8D03-9745-EEE763E285F7 |  | n/a
Mass | bamb@bre.co.uk | 2018-10-24T00:00:00 | Requirement | Type | ExternalWallType2-Caisson-IJoist(flanges) | 0.08621 | tonne | BAMB |  | 4FE626D2-4576-C488-F6B3-5911D2E10FA7 |  | n/a
Mass | bamb@bre.co.uk | 2018-10-24T00:00:00 | Requirement | Type | ExternalWallType2-Caisson-Woodwool(againstIJoists) | 0.2275 | tonne | BAMB |  | 095F5C05-F40E-3427-CEB4-17879E240B52 |  | n/a
Mass | bamb@bre.co.uk | 2018-10-24T00:00:00 | Requirement | Type | ExternalWallType2-Caisson-OSB(innersheet) | 0.46072 | tonne | BAMB |  | 8A416A93-69BE-D566-83FD-8B71B0A5C099 |  | n/a
Mass | bamb@bre.co.uk | 2018-10-24T00:00:00 | Requirement | Type | ExternalWallType2-Cellulose | 0.27187 | tonne | BAMB |  | B13924AE-54AE-9B73-6B13-86840872241B |  | n/a
Mass | bamb@bre.co.uk | 2018-10-24T00:00:00 | Requirement | Type | ExternalWindows-TimberFrame | 0.02294 | tonne | BAMB |  | DD9A6824-EF46-9876-379E-76A5E8FBF433 |  | n/a
Mass | bamb@bre.co.uk | 2018-10-24T00:00:00 | Requirement | Type | ExternalWindows-Glazing(doubleglazed,sealedunit) | 0.2541 | tonne | BAMB |  | 1F006188-31DC-7FAF-268D-1384E373838D |  | n/a
Mass | bamb@bre.co.uk | 2018-10-24T00:00:00 | Requirement | Type | InternalwallsandParitions-ClayPlasterFinish | 0.38556 | tonne | BAMB |  | AE1B4F4B-899F-5AD7-9A41-14F0F27F3BB4 |  | n/a
Mass | bamb@bre.co.uk | 2018-10-24T00:00:00 | Requirement | Type | InternalwallsandParitions-ClayBrick | 2.0152 | tonne | BAMB |  | 500B86F0-2896-4BA2-AD39-E9BA77D44AEC |  | n/a
Mass | bamb@bre.co.uk | 2018-10-24T00:00:00 | Requirement | Type | InternalwallsandParitions-MortarforClayBrick | 0.44185 | tonne | BAMB |  | 68FDA195-DD42-81B3-6020-71023C016C33 |  | n/a
TransportVehicle | bamb@bre.co.uk | 2018-10-24T00:00:00 | Requirement | Type | Groundfloor-MDF | Transport, lorry 7.5 - 16t |  | BAMB | BAMB_ElementCommon | 6C4C462D-462A-8845-8320-42C8C82D8134 |  | n/a
TransportVehicle | bamb@bre.co.uk | 2018-10-24T00:00:00 | Requirement | Type | Groundfloor-TimberJoist(softwood) | Transport, lorry 7.5 - 16t |  | BAMB | BAMB_ElementCommon | 42FCF2BD-45CD-3FEA-5353-86711ACA1344 |  | n/a
TransportVehicle | bamb@bre.co.uk | 2018-10-24T00:00:00 | Requirement | Type | Groundfloor-Cork | Transport, lorry 7.5 - 16t |  | BAMB | BAMB_ElementCommon | DD30EA5D-7FDD-0B95-A587-1EB030B567DC |  | n/a
TransportVehicle | bamb@bre.co.uk | 2018-10-24T00:00:00 | Requirement | Type | Groundfloor-Woodwool | Transport, lorry 7.5 - 16t |  | BAMB | BAMB_ElementCommon | 60581641-097D-0A40-A7DB-350070D41C82 |  | n/a
TransportVehicle | bamb@bre.co.uk | 2018-10-24T00:00:00 | Requirement | Type | Groundfloor-OSB | Transport, lorry 7.5 - 16t |  | BAMB | BAMB_ElementCommon | B11A4A1D-05F5-E4B8-7B1B-5A7CD5619F89 |  | n/a
TransportVehicle | bamb@bre.co.uk | 2018-10-24T00:00:00 | Requirement | Type | Groundfloor-AcousticPanel:cementboard | Transport, lorry 7.5 - 16t |  | BAMB | BAMB_ElementCommon | 235C47FE-9451-9EDB-E14D-B1FEA364F63C |  | n/a
TransportVehicle | bamb@bre.co.uk | 2018-10-24T00:00:00 | Requirement | Type | Groundfloor-Floorfinishes:parquet | Transport, lorry 7.5 - 16t |  | BAMB | BAMB_ElementCommon | 83E08190-B552-5A4C-AE6F-BDA167DBFF4B |  | n/a
TransportVehicle | bamb@bre.co.uk | 2018-10-24T00:00:00 | Requirement | Type | TimberFrame-ExternalColumns:SoftWood | Transport, lorry 7.5 - 16t |  | BAMB | BAMB_ElementCommon | 1A6B42CE-59FE-EA03-BDCB-86A15D0925A8 |  | n/a
TransportVehicle | bamb@bre.co.uk | 2018-10-24T00:00:00 | Requirement | Type | TimberFrame-InternalColumnsType1:SoftWood | Transport, lorry 7.5 - 16t |  | BAMB | BAMB_ElementCommon | 9A3B9986-39F4-BCBC-C23A-F08FD2F96E07 |  | n/a
TransportVehicle | bamb@bre.co.uk | 2018-10-24T00:00:00 | Requirement | Type | TimberFrame-InternalColumnsType2:SoftWood | Transport, lorry 7.5 - 16t |  | BAMB | BAMB_ElementCommon | 0C146DEB-26FC-1423-0C3E-95CA044485AB |  | n/a
TransportVehicle | bamb@bre.co.uk | 2018-10-24T00:00:00 | Requirement | Type | TimberFrame-Beam-Roof:SoftWood | Transport, lorry 7.5 - 16t |  | BAMB | BAMB_ElementCommon | C0B89175-3B86-F40A-9492-07A00080298C |  | n/a
TransportVehicle | bamb@bre.co.uk | 2018-10-24T00:00:00 | Requirement | Type | Mezzanine-RockPanel | Transport, lorry 7.5 - 16t |  | BAMB | BAMB_ElementCommon | 6CB3F2E7-8B12-B04A-8B08-0923A1DAAE18 |  | n/a
TransportVehicle | bamb@bre.co.uk | 2018-10-24T00:00:00 | Requirement | Type | Mezzanine-Joist(softwood) | Transport, lorry 7.5 - 16t |  | BAMB | BAMB_ElementCommon | E49C18FC-19F8-EA5A-9AE1-45FCCE53220D |  | n/a
TransportVehicle | bamb@bre.co.uk | 2018-10-24T00:00:00 | Requirement | Type | Mezzanine-OSB | Transport, lorry 7.5 - 16t |  | BAMB | BAMB_ElementCommon | 92E4388F-4742-4A39-E55B-3CA6C5AD6AC9 |  | n/a
TransportVehicle | bamb@bre.co.uk | 2018-10-24T00:00:00 | Requirement | Type | Mezzanine-AcousticPanel:cementboard | Transport, lorry 7.5 - 16t |  | BAMB | BAMB_ElementCommon | D6F0A58C-05CA-D85C-4B75-5572F6D27249 |  | n/a
TransportVehicle | bamb@bre.co.uk | 2018-10-24T00:00:00 | Requirement | Type | Mezzanine-Floorfinishes:parquet | Transport, lorry 7.5 - 16t |  | BAMB | BAMB_ElementCommon | 46458AF4-B4B7-1BA4-B21D-2A3612EE990D |  | n/a
TransportVehicle | bamb@bre.co.uk | 2018-10-24T00:00:00 | Requirement | Type | PichedRoof-Raftersintimberfin(softwood) | Transport, lorry 7.5 - 16t |  | BAMB | BAMB_ElementCommon | 5E58CF4A-4723-9D26-092A-6805CC349490 |  | n/a
TransportVehicle | bamb@bre.co.uk | 2018-10-24T00:00:00 | Requirement | Type | PichedRoof-WaterproofMembrane | Transport, lorry 7.5 - 16t |  | BAMB | BAMB_ElementCommon | FEEB264A-EDD2-F916-0C63-6DAE175DC847 |  | n/a
TransportVehicle | bamb@bre.co.uk | 2018-10-24T00:00:00 | Requirement | Type | PichedRoof-OSB_1 | Transport, lorry 7.5 - 16t |  | BAMB | BAMB_ElementCommon | 8F743CA0-5A30-20EE-2505-28C9680F4E72 |  | n/a
TransportVehicle | bamb@bre.co.uk | 2018-10-24T00:00:00 | Requirement | Type | PichedRoof-TimberJoist | Transport, lorry 7.5 - 16t |  | BAMB | BAMB_ElementCommon | A1C79A26-1DFC-D148-A8EB-D90C25600EC9 |  | n/a
TransportVehicle | bamb@bre.co.uk | 2018-10-24T00:00:00 | Requirement | Type | PichedRoof-Woodwool | Transport, lorry 7.5 - 16t |  | BAMB | BAMB_ElementCommon | 460E1AB7-F273-155D-E8DE-8021D60F2E87 |  | n/a
TransportVehicle | bamb@bre.co.uk | 2018-10-24T00:00:00 | Requirement | Type | PichedRoof-OSB_2 | Transport, lorry 7.5 - 16t |  | BAMB | BAMB_ElementCommon | FCDFCF86-A7B1-C3E8-D5D7-8BA246D0CA70 |  | n/a
TransportVehicle | bamb@bre.co.uk | 2018-10-24T00:00:00 | Requirement | Type | PichedRoofCovering-Corrugatedglalvanisedsteelsheet | Transport, lorry 7.5 - 16t |  | BAMB | BAMB_ElementCommon | 4E4F8E1D-9A68-52E5-C0D6-66C43C51D232 |  | n/a
TransportVehicle | bamb@bre.co.uk | 2018-10-24T00:00:00 | Requirement | Type | FlatRoof-MDF(ref:totem) | Transport, lorry 7.5 - 16t |  | BAMB | BAMB_ElementCommon | 204C7401-678D-D39E-6994-C4F1FF4A661B |  | n/a
TransportVehicle | bamb@bre.co.uk | 2018-10-24T00:00:00 | Requirement | Type | FlatRoof-OSB | Transport, lorry 7.5 - 16t |  | BAMB | BAMB_ElementCommon | B3BE628D-F70A-8B4E-F9D4-63AA42C7E54D |  | n/a
TransportVehicle | bamb@bre.co.uk | 2018-10-24T00:00:00 | Requirement | Type | FlatRoof-Cellulose | Transport, lorry 7.5 - 16t |  | BAMB | BAMB_ElementCommon | ABCB798D-AFDF-AFA9-CB66-BE67EE98A3FF |  | n/a
TransportVehicle | bamb@bre.co.uk | 2018-10-24T00:00:00 | Requirement | Type | FlatRoof-Membranepro-climat | Transport, lorry 7.5 - 16t |  | BAMB | BAMB_ElementCommon | BA5CCADA-E872-8605-B767-8053BB410A51 |  | n/a
TransportVehicle | bamb@bre.co.uk | 2018-10-24T00:00:00 | Requirement | Type | FlatRoof-Raftersintimberfin(softwood) | Transport, lorry 7.5 - 16t |  | BAMB | BAMB_ElementCommon | 39DDBF5D-1F58-668F-7EAA-820F5A9EE033 |  | n/a
TransportVehicle | bamb@bre.co.uk | 2018-10-24T00:00:00 | Requirement | Type | FlatRoofCovering-EPDM | Transport, lorry 7.5 - 16t |  | BAMB | BAMB_ElementCommon | B28917C3-3948-7DF1-352A-E049BA9662F1 |  | n/a
TransportVehicle | bamb@bre.co.uk | 2018-10-24T00:00:00 | Requirement | Type | FlatRoof-InternalCeilingFinishes:RockPanel | Transport, lorry 7.5 - 16t |  | BAMB | BAMB_ElementCommon | DDFD12AE-C9AB-FF94-4811-05BD0530FFB4 |  | n/a
TransportVehicle | bamb@bre.co.uk | 2018-10-24T00:00:00 | Requirement | Type | ExternalWallType1A-RockPanel | Transport, lorry 7.5 - 16t |  | BAMB | BAMB_ElementCommon | 8808564F-4B62-9D29-3C05-1A7205524C80 |  | n/a
TransportVehicle | bamb@bre.co.uk | 2018-10-24T00:00:00 | Requirement | Type | ExternalWallType1A-BatteninSoftWood | Transport, lorry 7.5 - 16t |  | BAMB | BAMB_ElementCommon | 02C7DE81-6932-8D8B-90F3-96DABA588B6C |  | n/a
TransportVehicle | bamb@bre.co.uk | 2018-10-24T00:00:00 | Requirement | Type | ExternalWallType1A-Caisson-MDF(outersheet) | Transport, lorry 7.5 - 16t |  | BAMB | BAMB_ElementCommon | B15F5554-239C-EA4A-ABEF-1ED85D2E8657 |  | n/a
TransportVehicle | bamb@bre.co.uk | 2018-10-24T00:00:00 | Requirement | Type | ExternalWallType1A-Caisson-OSB(sidesheet) | Transport, lorry 7.5 - 16t |  | BAMB | BAMB_ElementCommon | 5FAB9644-8645-35E4-2EFD-F25757D36BB9 |  | n/a
TransportVehicle | bamb@bre.co.uk | 2018-10-24T00:00:00 | Requirement | Type | ExternalWallType1A-Caisson-IJoist(Web)OSB | Transport, lorry 7.5 - 16t |  | BAMB | BAMB_ElementCommon | 4D5E0B1A-CF3A-AD74-0C7A-E5E6D4CFBFBA |  | n/a
TransportVehicle | bamb@bre.co.uk | 2018-10-24T00:00:00 | Requirement | Type | ExternalWallType1A-Caisson-IJoist(flanges) | Transport, lorry 7.5 - 16t |  | BAMB | BAMB_ElementCommon | 5AB222B8-6263-74BF-3FEC-A06A5FBCF9DC |  | n/a
TransportVehicle | bamb@bre.co.uk | 2018-10-24T00:00:00 | Requirement | Type | ExternalWallType1A-Caisson-Woodwool(againstIJoists) | Transport, lorry 7.5 - 16t |  | BAMB | BAMB_ElementCommon | 41398A74-72BA-510B-EDBE-2554F42AAF61 |  | n/a
TransportVehicle | bamb@bre.co.uk | 2018-10-24T00:00:00 | Requirement | Type | ExternalWallType1A-Caisson-OSB(innersheet) | Transport, lorry 7.5 - 16t |  | BAMB | BAMB_ElementCommon | C7C02E7F-086A-8E5E-0B34-5F3E34E5CF60 |  | n/a
TransportVehicle | bamb@bre.co.uk | 2018-10-24T00:00:00 | Requirement | Type | ExternalWallType1A-Cellulose | Transport, lorry 7.5 - 16t |  | BAMB | BAMB_ElementCommon | 10AA2D2B-2D7D-3414-E872-0709413BBC3D |  | n/a
TransportVehicle | bamb@bre.co.uk | 2018-10-24T00:00:00 | Requirement | Type | ExternalWallType1B-RockPanel | Transport, lorry 7.5 - 16t |  | BAMB | BAMB_ElementCommon | 08D27845-1263-1E15-5063-038B676CB9CF |  | n/a
TransportVehicle | bamb@bre.co.uk | 2018-10-24T00:00:00 | Requirement | Type | ExternalWallType1B-BatteninSoftWood | Transport, lorry 7.5 - 16t |  | BAMB | BAMB_ElementCommon | BA6F21C7-DB26-8249-E597-A85B91502CEC |  | n/a
TransportVehicle | bamb@bre.co.uk | 2018-10-24T00:00:00 | Requirement | Type | ExternalWallType1B-Caisson-MDF(outersheet) | Transport, lorry 7.5 - 16t |  | BAMB | BAMB_ElementCommon | 9D52013D-4768-E995-DFC6-8B045C170C16 |  | n/a
TransportVehicle | bamb@bre.co.uk | 2018-10-24T00:00:00 | Requirement | Type | ExternalWallType1B-Caisson-OSB(sidesheet) | Transport, lorry 7.5 - 16t |  | BAMB | BAMB_ElementCommon | 407F9B2D-0992-EA1B-3F1A-73AE961E96E1 |  | n/a
TransportVehicle | bamb@bre.co.uk | 2018-10-24T00:00:00 | Requirement | Type | ExternalWallType1B-Caisson-IJoist(Web)OSB | Transport, lorry 7.5 - 16t |  | BAMB | BAMB_ElementCommon | 2C7E3B4A-3F76-7D6A-AA13-E357AA37C2BD |  | n/a
TransportVehicle | bamb@bre.co.uk | 2018-10-24T00:00:00 | Requirement | Type | ExternalWallType1B-Caisson-IJoist(flanges) | Transport, lorry 7.5 - 16t |  | BAMB | BAMB_ElementCommon | 026989D1-113B-3FFA-CBF4-11E650F89C47 |  | n/a
TransportVehicle | bamb@bre.co.uk | 2018-10-24T00:00:00 | Requirement | Type | ExternalWallType1B-Caisson-Woodwool(againstIJoists) | Transport, lorry 7.5 - 16t |  | BAMB | BAMB_ElementCommon | 0C3A1A3B-9C83-4D81-D2F6-D8DB700EEC37 |  | n/a
TransportVehicle | bamb@bre.co.uk | 2018-10-24T00:00:00 | Requirement | Type | ExternalWallType1B-Caisson-OSB(innersheet) | Transport, lorry 7.5 - 16t |  | BAMB | BAMB_ElementCommon | BA8CE080-8983-26CA-8610-F81EA5B83F48 |  | n/a
TransportVehicle | bamb@bre.co.uk | 2018-10-24T00:00:00 | Requirement | Type | ExternalWallType1B-Cellulose | Transport, lorry 7.5 - 16t |  | BAMB | BAMB_ElementCommon | 9DB6932B-8C75-53F9-EA87-C36C2684F196 |  | n/a
TransportVehicle | bamb@bre.co.uk | 2018-10-24T00:00:00 | Requirement | Type | ExternalWallType1B-ClayPlasterFinish | Transport, lorry 7.5 - 16t |  | BAMB | BAMB_ElementCommon | F10E7124-759D-FBD2-7B16-CB8C7036F237 |  | n/a
TransportVehicle | bamb@bre.co.uk | 2018-10-24T00:00:00 | Requirement | Type | ExternalWallType2-ReclaimedCedarCladding | Transport, lorry 7.5 - 16t |  | BAMB | BAMB_ElementCommon | E0C1F1DF-D18C-C55B-2F72-6EE7B0E2801F |  | n/a
TransportVehicle | bamb@bre.co.uk | 2018-10-24T00:00:00 | Requirement | Type | ExternalWallType2-BatteninSoftWood | Transport, lorry 7.5 - 16t |  | BAMB | BAMB_ElementCommon | D44D3A57-9425-991A-485E-387BC8396A45 |  | n/a
TransportVehicle | bamb@bre.co.uk | 2018-10-24T00:00:00 | Requirement | Type | ExternalWallType2-Caisson-MDF(outersheet) | Transport, lorry 7.5 - 16t |  | BAMB | BAMB_ElementCommon | 0E19FABF-DD91-F80B-519A-1C7026336FB5 |  | n/a
TransportVehicle | bamb@bre.co.uk | 2018-10-24T00:00:00 | Requirement | Type | ExternalWallType2-Caisson-OSB(sidesheet) | Transport, lorry 7.5 - 16t |  | BAMB | BAMB_ElementCommon | 3E24BD59-17BC-07C3-03A5-714ABFEC2EA3 |  | n/a
TransportVehicle | bamb@bre.co.uk | 2018-10-24T00:00:00 | Requirement | Type | ExternalWallType2-Caisson-IJoist(Web)OSB | Transport, lorry 7.5 - 16t |  | BAMB | BAMB_ElementCommon | BABDB391-0BBD-5FC7-5B73-5CDA8B4F10FB |  | n/a
TransportVehicle | bamb@bre.co.uk | 2018-10-24T00:00:00 | Requirement | Type | ExternalWallType2-Caisson-IJoist(flanges) | Transport, lorry 7.5 - 16t |  | BAMB | BAMB_ElementCommon | 23927930-1622-556C-449E-3F67014A26F3 |  | n/a
TransportVehicle | bamb@bre.co.uk | 2018-10-24T00:00:00 | Requirement | Type | ExternalWallType2-Caisson-Woodwool(againstIJoists) | Transport, lorry 7.5 - 16t |  | BAMB | BAMB_ElementCommon | 79E9BA50-2189-A9B2-C927-4A6A5E800784 |  | n/a
TransportVehicle | bamb@bre.co.uk | 2018-10-24T00:00:00 | Requirement | Type | ExternalWallType2-Caisson-OSB(innersheet) | Transport, lorry 7.5 - 16t |  | BAMB | BAMB_ElementCommon | 82A49250-8FB4-FEDA-FEAF-79A1BEBDF568 |  | n/a
TransportVehicle | bamb@bre.co.uk | 2018-10-24T00:00:00 | Requirement | Type | ExternalWallType2-Cellulose | Transport, lorry 7.5 - 16t |  | BAMB | BAMB_ElementCommon | A28D5476-3312-A2C3-F6B7-A9D74A7ACD2F |  | n/a
TransportVehicle | bamb@bre.co.uk | 2018-10-24T00:00:00 | Requirement | Type | ExternalWindows-TimberFrame | Transport, lorry 7.5 - 16t |  | BAMB | BAMB_ElementCommon | 185BA35C-A573-61AA-9393-212914166DEC |  | n/a
TransportVehicle | bamb@bre.co.uk | 2018-10-24T00:00:00 | Requirement | Type | ExternalWindows-Glazing(doubleglazed,sealedunit) | Transport, lorry 7.5 - 16t |  | BAMB | BAMB_ElementCommon | 3422F26D-3EAB-F85D-F6A5-778E8C77FB5A |  | n/a
TransportVehicle | bamb@bre.co.uk | 2018-10-24T00:00:00 | Requirement | Type | InternalwallsandParitions-ClayPlasterFinish | Transport, lorry 7.5 - 16t |  | BAMB | BAMB_ElementCommon | F8D986F3-CB2D-02CC-7F35-3A7A5DEDC12C |  | n/a
TransportVehicle | bamb@bre.co.uk | 2018-10-24T00:00:00 | Requirement | Type | InternalwallsandParitions-ClayBrick | Transport, lorry 7.5 - 16t |  | BAMB | BAMB_ElementCommon | 3660916B-D3A1-B8EB-9C66-4B2B19D4C8CD |  | n/a
TransportVehicle | bamb@bre.co.uk | 2018-10-24T00:00:00 | Requirement | Type | InternalwallsandParitions-MortarforClayBrick | Transport, lorry 7.5 - 16t |  | BAMB | BAMB_ElementCommon | FBFCE9D8-A81F-65CF-F197-2E31B3282144 |  | n/a
GWP_A4 | bamb@bre.co.uk | 2018-10-24T00:00:00 | Requirement | Type | Groundfloor-MDF | 0.2153 | kg CO₂ eq. / functional unit | BAMB | BAMB_ClimateChange | A82E33C3-3DE3-98FA-C3EA-35AAF5667C8B |  | n/a
GWP_A4 | bamb@bre.co.uk | 2018-10-24T00:00:00 | Requirement | Type | Groundfloor-TimberJoist(softwood) | 0.2153 | kg CO₂ eq. / functional unit | BAMB | BAMB_ClimateChange | D343003D-F175-1AA3-B6ED-50AB839EE0B0 |  | n/a
GWP_A4 | bamb@bre.co.uk | 2018-10-24T00:00:00 | Requirement | Type | Groundfloor-Cork | 0.2153 | kg CO₂ eq. / functional unit | BAMB | BAMB_ClimateChange | 204421AB-BD91-DB7F-8E88-AF7EED08006E |  | n/a
GWP_A4 | bamb@bre.co.uk | 2018-10-24T00:00:00 | Requirement | Type | Groundfloor-Woodwool | 0.2153 | kg CO₂ eq. / functional unit | BAMB | BAMB_ClimateChange | E3B86946-17D2-63AC-9007-FFFF18EDFDF3 |  | n/a
GWP_A4 | bamb@bre.co.uk | 2018-10-24T00:00:00 | Requirement | Type | Groundfloor-OSB | 0.2153 | kg CO₂ eq. / functional unit | BAMB | BAMB_ClimateChange | 46E4D3CB-7FB2-E2AA-323B-C4DAF1B72846 |  | n/a
GWP_A4 | bamb@bre.co.uk | 2018-10-24T00:00:00 | Requirement | Type | Groundfloor-AcousticPanel:cementboard | 0.2153 | kg CO₂ eq. / functional unit | BAMB | BAMB_ClimateChange | D21AF71B-125E-7F9A-22D5-56C950DA5459 |  | n/a
GWP_A4 | bamb@bre.co.uk | 2018-10-24T00:00:00 | Requirement | Type | Groundfloor-Floorfinishes:parquet | 0.2153 | kg CO₂ eq. / functional unit | BAMB | BAMB_ClimateChange | 18CC85CB-58EA-8688-F3A2-8210AC506A14 |  | n/a
GWP_A4 | bamb@bre.co.uk | 2018-10-24T00:00:00 | Requirement | Type | TimberFrame-ExternalColumns:SoftWood | 0.2153 | kg CO₂ eq. / functional unit | BAMB | BAMB_ClimateChange | 077BA6BD-DC84-067A-8E3F-98FA3237A1BD |  | n/a
GWP_A4 | bamb@bre.co.uk | 2018-10-24T00:00:00 | Requirement | Type | TimberFrame-InternalColumnsType1:SoftWood | 0.2153 | kg CO₂ eq. / functional unit | BAMB | BAMB_ClimateChange | 27C3A548-935E-BF39-FA17-B93D9D88074E |  | n/a
GWP_A4 | bamb@bre.co.uk | 2018-10-24T00:00:00 | Requirement | Type | TimberFrame-InternalColumnsType2:SoftWood | 0.2153 | kg CO₂ eq. / functional unit | BAMB | BAMB_ClimateChange | C110C99A-8DF4-9094-AEF1-5C7BE23518A2 |  | n/a
GWP_A4 | bamb@bre.co.uk | 2018-10-24T00:00:00 | Requirement | Type | TimberFrame-Beam-Roof:SoftWood | 0.2153 | kg CO₂ eq. / functional unit | BAMB | BAMB_ClimateChange | 2007C3BD-CCD1-CACF-FF3E-FB4D68678CDA |  | n/a
GWP_A4 | bamb@bre.co.uk | 2018-10-24T00:00:00 | Requirement | Type | Mezzanine-RockPanel | 0.2153 | kg CO₂ eq. / functional unit | BAMB | BAMB_ClimateChange | C43F5666-55D4-1FB2-C685-3466F8B29C7A |  | n/a
GWP_A4 | bamb@bre.co.uk | 2018-10-24T00:00:00 | Requirement | Type | Mezzanine-Joist(softwood) | 0.2153 | kg CO₂ eq. / functional unit | BAMB | BAMB_ClimateChange | 6D63F5CB-0CA3-4129-4E09-E3842CE0B5B2 |  | n/a
GWP_A4 | bamb@bre.co.uk | 2018-10-24T00:00:00 | Requirement | Type | Mezzanine-OSB | 0.2153 | kg CO₂ eq. / functional unit | BAMB | BAMB_ClimateChange | 9116AE9F-446F-3A7D-9CDD-F4E6695ACF0C |  | n/a
GWP_A4 | bamb@bre.co.uk | 2018-10-24T00:00:00 | Requirement | Type | Mezzanine-AcousticPanel:cementboard | 0.2153 | kg CO₂ eq. / functional unit | BAMB | BAMB_ClimateChange | 28B3638E-F139-94A9-6496-FFA6979A993B |  | n/a
GWP_A4 | bamb@bre.co.uk | 2018-10-24T00:00:00 | Requirement | Type | Mezzanine-Floorfinishes:parquet | 0.2153 | kg CO₂ eq. / functional unit | BAMB | BAMB_ClimateChange | 5F0E0031-8695-D5BB-47CD-E1C9C1B25F2B |  | n/a
GWP_A4 | bamb@bre.co.uk | 2018-10-24T00:00:00 | Requirement | Type | PichedRoof-Raftersintimberfin(softwood) | 0.2153 | kg CO₂ eq. / functional unit | BAMB | BAMB_ClimateChange | ED3F849A-EB64-0A87-43CF-3BBF688C9969 |  | n/a
GWP_A4 | bamb@bre.co.uk | 2018-10-24T00:00:00 | Requirement | Type | PichedRoof-WaterproofMembrane | 0.2153 | kg CO₂ eq. / functional unit | BAMB | BAMB_ClimateChange | 94122AA6-8265-18AE-2105-70330AE4B42F |  | n/a
GWP_A4 | bamb@bre.co.uk | 2018-10-24T00:00:00 | Requirement | Type | PichedRoof-OSB_1 | 0.2153 | kg CO₂ eq. / functional unit | BAMB | BAMB_ClimateChange | 4E098501-2531-BE5B-4E78-5A86225E26F9 |  | n/a
GWP_A4 | bamb@bre.co.uk | 2018-10-24T00:00:00 | Requirement | Type | PichedRoof-TimberJoist | 0.2153 | kg CO₂ eq. / functional unit | BAMB | BAMB_ClimateChange | BEC7A66C-5329-78B2-4539-5A5EC7F65466 |  | n/a
GWP_A4 | bamb@bre.co.uk | 2018-10-24T00:00:00 | Requirement | Type | PichedRoof-Woodwool | 0.2153 | kg CO₂ eq. / functional unit | BAMB | BAMB_ClimateChange | E410411F-AF83-3959-7118-00BDDB4E881A |  | n/a
GWP_A4 | bamb@bre.co.uk | 2018-10-24T00:00:00 | Requirement | Type | PichedRoof-OSB_2 | 0.2153 | kg CO₂ eq. / functional unit | BAMB | BAMB_ClimateChange | 5231F44B-C5DC-107D-D846-96313C679E2F |  | n/a
GWP_A4 | bamb@bre.co.uk | 2018-10-24T00:00:00 | Requirement | Type | PichedRoofCovering-Corrugatedglalvanisedsteelsheet | 0.2153 | kg CO₂ eq. / functional unit | BAMB | BAMB_ClimateChange | 1A04AE66-6F04-5C57-64E7-41448822FEF3 |  | n/a
GWP_A4 | bamb@bre.co.uk | 2018-10-24T00:00:00 | Requirement | Type | FlatRoof-MDF(ref:totem) | 0.2153 | kg CO₂ eq. / functional unit | BAMB | BAMB_ClimateChange | F611FBCA-5831-1373-6DA5-167757C3EB63 |  | n/a
GWP_A4 | bamb@bre.co.uk | 2018-10-24T00:00:00 | Requirement | Type | FlatRoof-OSB | 0.2153 | kg CO₂ eq. / functional unit | BAMB | BAMB_ClimateChange | F20D11A3-8494-AA2F-DAC2-3D2520C00B87 |  | n/a
GWP_A4 | bamb@bre.co.uk | 2018-10-24T00:00:00 | Requirement | Type | FlatRoof-Cellulose | 0.2153 | kg CO₂ eq. / functional unit | BAMB | BAMB_ClimateChange | 8F3DA7F2-80C0-50AD-61F1-03710AD3F62E |  | n/a
GWP_A4 | bamb@bre.co.uk | 2018-10-24T00:00:00 | Requirement | Type | FlatRoof-Membranepro-climat | 0.2153 | kg CO₂ eq. / functional unit | BAMB | BAMB_ClimateChange | 96075024-EAC7-B6EC-EFB8-8952FB5F69A5 |  | n/a
GWP_A4 | bamb@bre.co.uk | 2018-10-24T00:00:00 | Requirement | Type | FlatRoof-Raftersintimberfin(softwood) | 0.2153 | kg CO₂ eq. / functional unit | BAMB | BAMB_ClimateChange | 9EBEC390-DD3F-E2C2-0BEA-F262A97AB081 |  | n/a
GWP_A4 | bamb@bre.co.uk | 2018-10-24T00:00:00 | Requirement | Type | FlatRoofCovering-EPDM | 0.2153 | kg CO₂ eq. / functional unit | BAMB | BAMB_ClimateChange | CBC3386A-933D-0A37-982C-D9DA80B8CD16 |  | n/a
GWP_A4 | bamb@bre.co.uk | 2018-10-24T00:00:00 | Requirement | Type | FlatRoof-InternalCeilingFinishes:RockPanel | 0.2153 | kg CO₂ eq. / functional unit | BAMB | BAMB_ClimateChange | F01BB3DA-708D-DC08-BF9D-79838AEAF421 |  | n/a
GWP_A4 | bamb@bre.co.uk | 2018-10-24T00:00:00 | Requirement | Type | ExternalWallType1A-RockPanel | 0.2153 | kg CO₂ eq. / functional unit | BAMB | BAMB_ClimateChange | 30CF2127-42BC-F050-408E-13A07470222C |  | n/a
GWP_A4 | bamb@bre.co.uk | 2018-10-24T00:00:00 | Requirement | Type | ExternalWallType1A-BatteninSoftWood | 0.2153 | kg CO₂ eq. / functional unit | BAMB | BAMB_ClimateChange | E43B6C63-2353-6FAA-387F-CB3857E0D873 |  | n/a
GWP_A4 | bamb@bre.co.uk | 2018-10-24T00:00:00 | Requirement | Type | ExternalWallType1A-Caisson-MDF(outersheet) | 0.2153 | kg CO₂ eq. / functional unit | BAMB | BAMB_ClimateChange | C6535879-48FC-B154-6A7D-69E96FAA1E3C |  | n/a
GWP_A4 | bamb@bre.co.uk | 2018-10-24T00:00:00 | Requirement | Type | ExternalWallType1A-Caisson-OSB(sidesheet) | 0.2153 | kg CO₂ eq. / functional unit | BAMB | BAMB_ClimateChange | F79B0960-9C8C-9803-A690-9249016D0C23 |  | n/a
GWP_A4 | bamb@bre.co.uk | 2018-10-24T00:00:00 | Requirement | Type | ExternalWallType1A-Caisson-IJoist(Web)OSB | 0.2153 | kg CO₂ eq. / functional unit | BAMB | BAMB_ClimateChange | F02A7110-925B-84D5-EDB8-DF32AAD59292 |  | n/a
GWP_A4 | bamb@bre.co.uk | 2018-10-24T00:00:00 | Requirement | Type | ExternalWallType1A-Caisson-IJoist(flanges) | 0.2153 | kg CO₂ eq. / functional unit | BAMB | BAMB_ClimateChange | F2578B3D-7364-8DF4-3058-A8690B84265D |  | n/a
GWP_A4 | bamb@bre.co.uk | 2018-10-24T00:00:00 | Requirement | Type | ExternalWallType1A-Caisson-Woodwool(againstIJoists) | 0.2153 | kg CO₂ eq. / functional unit | BAMB | BAMB_ClimateChange | 00D80BFD-B215-C2C1-4190-240A39E69B99 |  | n/a
GWP_A4 | bamb@bre.co.uk | 2018-10-24T00:00:00 | Requirement | Type | ExternalWallType1A-Caisson-OSB(innersheet) | 0.2153 | kg CO₂ eq. / functional unit | BAMB | BAMB_ClimateChange | DEA7D361-CFF6-3776-2C9F-00F753322207 |  | n/a
GWP_A4 | bamb@bre.co.uk | 2018-10-24T00:00:00 | Requirement | Type | ExternalWallType1A-Cellulose | 0.2153 | kg CO₂ eq. / functional unit | BAMB | BAMB_ClimateChange | C7969370-9F21-9E27-B307-C5307F20F40F |  | n/a
GWP_A4 | bamb@bre.co.uk | 2018-10-24T00:00:00 | Requirement | Type | ExternalWallType1B-RockPanel | 0.2153 | kg CO₂ eq. / functional unit | BAMB | BAMB_ClimateChange | CE575D24-B957-D396-B250-D5A95740442E |  | n/a
GWP_A4 | bamb@bre.co.uk | 2018-10-24T00:00:00 | Requirement | Type | ExternalWallType1B-BatteninSoftWood | 0.2153 | kg CO₂ eq. / functional unit | BAMB | BAMB_ClimateChange | 8E059918-F6B3-A44F-E4B6-5E15FC4EE1B7 |  | n/a
GWP_A4 | bamb@bre.co.uk | 2018-10-24T00:00:00 | Requirement | Type | ExternalWallType1B-Caisson-MDF(outersheet) | 0.2153 | kg CO₂ eq. / functional unit | BAMB | BAMB_ClimateChange | 72B83679-D410-4557-A693-E6B69C5B1EDF |  | n/a
GWP_A4 | bamb@bre.co.uk | 2018-10-24T00:00:00 | Requirement | Type | ExternalWallType1B-Caisson-OSB(sidesheet) | 0.2153 | kg CO₂ eq. / functional unit | BAMB | BAMB_ClimateChange | 0CAB01BE-AC54-5318-6C0B-CE2327D06674 |  | n/a
GWP_A4 | bamb@bre.co.uk | 2018-10-24T00:00:00 | Requirement | Type | ExternalWallType1B-Caisson-IJoist(Web)OSB | 0.2153 | kg CO₂ eq. / functional unit | BAMB | BAMB_ClimateChange | E3094E48-7DB1-669C-0CED-F27D85632108 |  | n/a
GWP_A4 | bamb@bre.co.uk | 2018-10-24T00:00:00 | Requirement | Type | ExternalWallType1B-Caisson-IJoist(flanges) | 0.2153 | kg CO₂ eq. / functional unit | BAMB | BAMB_ClimateChange | ED88B6E6-30A2-653E-14CF-FE043640A55C |  | n/a
GWP_A4 | bamb@bre.co.uk | 2018-10-24T00:00:00 | Requirement | Type | ExternalWallType1B-Caisson-Woodwool(againstIJoists) | 0.2153 | kg CO₂ eq. / functional unit | BAMB | BAMB_ClimateChange | 90DE5ECE-5585-89F1-ADC1-996724FD20D3 |  | n/a
GWP_A4 | bamb@bre.co.uk | 2018-10-24T00:00:00 | Requirement | Type | ExternalWallType1B-Caisson-OSB(innersheet) | 0.2153 | kg CO₂ eq. / functional unit | BAMB | BAMB_ClimateChange | 870FAAF9-2C8E-9DA6-2870-2ED6122DD065 |  | n/a
GWP_A4 | bamb@bre.co.uk | 2018-10-24T00:00:00 | Requirement | Type | ExternalWallType1B-Cellulose | 0.2153 | kg CO₂ eq. / functional unit | BAMB | BAMB_ClimateChange | 7425D1E9-72D1-FB03-121F-69822FE7B0F7 |  | n/a
GWP_A4 | bamb@bre.co.uk | 2018-10-24T00:00:00 | Requirement | Type | ExternalWallType1B-ClayPlasterFinish | 0.2153 | kg CO₂ eq. / functional unit | BAMB | BAMB_ClimateChange | AC4B146A-62D1-16A6-588B-0E62FCC74B77 |  | n/a
GWP_A4 | bamb@bre.co.uk | 2018-10-24T00:00:00 | Requirement | Type | ExternalWallType2-ReclaimedCedarCladding | 0.2153 | kg CO₂ eq. / functional unit | BAMB | BAMB_ClimateChange | BAD35DBE-AF49-104F-DE2F-5ED1B461AA2F |  | n/a
GWP_A4 | bamb@bre.co.uk | 2018-10-24T00:00:00 | Requirement | Type | ExternalWallType2-BatteninSoftWood | 0.2153 | kg CO₂ eq. / functional unit | BAMB | BAMB_ClimateChange | 115C473D-A47D-FD37-F55E-982B2070A633 |  | n/a
GWP_A4 | bamb@bre.co.uk | 2018-10-24T00:00:00 | Requirement | Type | ExternalWallType2-Caisson-MDF(outersheet) | 0.2153 | kg CO₂ eq. / functional unit | BAMB | BAMB_ClimateChange | 5F439A9E-DCE3-A896-870B-B604F5C2FF7B |  | n/a
GWP_A4 | bamb@bre.co.uk | 2018-10-24T00:00:00 | Requirement | Type | ExternalWallType2-Caisson-OSB(sidesheet) | 0.2153 | kg CO₂ eq. / functional unit | BAMB | BAMB_ClimateChange | AE14A543-8524-9BBE-4E53-7BEC4C26841D |  | n/a
GWP_A4 | bamb@bre.co.uk | 2018-10-24T00:00:00 | Requirement | Type | ExternalWallType2-Caisson-IJoist(Web)OSB | 0.2153 | kg CO₂ eq. / functional unit | BAMB | BAMB_ClimateChange | B889C09E-6057-987C-E80D-B9FAE7086544 |  | n/a
GWP_A4 | bamb@bre.co.uk | 2018-10-24T00:00:00 | Requirement | Type | ExternalWallType2-Caisson-IJoist(flanges) | 0.2153 | kg CO₂ eq. / functional unit | BAMB | BAMB_ClimateChange | A9B77BFC-5663-EE6F-8930-F853568B3D65 |  | n/a
GWP_A4 | bamb@bre.co.uk | 2018-10-24T00:00:00 | Requirement | Type | ExternalWallType2-Caisson-Woodwool(againstIJoists) | 0.2153 | kg CO₂ eq. / functional unit | BAMB | BAMB_ClimateChange | 4B36D0E2-28ED-2CE9-CBC3-EF95912CCBA7 |  | n/a
GWP_A4 | bamb@bre.co.uk | 2018-10-24T00:00:00 | Requirement | Type | ExternalWallType2-Caisson-OSB(innersheet) | 0.2153 | kg CO₂ eq. / functional unit | BAMB | BAMB_ClimateChange | AFDA3B58-10DF-BD8B-A257-F11416AB70A7 |  | n/a
GWP_A4 | bamb@bre.co.uk | 2018-10-24T00:00:00 | Requirement | Type | ExternalWallType2-Cellulose | 0.2153 | kg CO₂ eq. / functional unit | BAMB | BAMB_ClimateChange | F4BD0D9D-6C69-D346-6E88-F5CC3608F5C2 |  | n/a
GWP_A4 | bamb@bre.co.uk | 2018-10-24T00:00:00 | Requirement | Type | ExternalWindows-TimberFrame | 0.2153 | kg CO₂ eq. / functional unit | BAMB | BAMB_ClimateChange | B817076B-E840-C6AA-6735-1BB6BC6874B8 |  | n/a
GWP_A4 | bamb@bre.co.uk | 2018-10-24T00:00:00 | Requirement | Type | ExternalWindows-Glazing(doubleglazed,sealedunit) | 0.2153 | kg CO₂ eq. / functional unit | BAMB | BAMB_ClimateChange | F429D70C-56CD-DD75-4B75-3DBD6F26BF08 |  | n/a
GWP_A4 | bamb@bre.co.uk | 2018-10-24T00:00:00 | Requirement | Type | InternalwallsandParitions-ClayPlasterFinish | 0.2153 | kg CO₂ eq. / functional unit | BAMB | BAMB_ClimateChange | F7E8D1DF-4294-4337-DE77-54CEA88440D5 |  | n/a
GWP_A4 | bamb@bre.co.uk | 2018-10-24T00:00:00 | Requirement | Type | InternalwallsandParitions-ClayBrick | 0.2153 | kg CO₂ eq. / functional unit | BAMB | BAMB_ClimateChange | A50AFCAD-748E-DD67-1738-95A0CBA143D8 |  | n/a
GWP_A4 | bamb@bre.co.uk | 2018-10-24T00:00:00 | Requirement | Type | InternalwallsandParitions-MortarforClayBrick | 0.2153 | kg CO₂ eq. / functional unit | BAMB | BAMB_ClimateChange | F7C48337-3866-2A9D-43EE-D8AD3EE7B292 |  | n/a
TransportToSite_A4 | bamb@bre.co.uk | 2018-10-24T00:00:00 | Requirement | Type | Groundfloor-MDF | 131 | km | BAMB | BAMB_ElementCommon | AF53123F-040B-95E6-1A10-B45E90371314 |  | n/a
TransportToSite_A4 | bamb@bre.co.uk | 2018-10-24T00:00:00 | Requirement | Type | Groundfloor-TimberJoist(softwood) | 131 | km | BAMB | BAMB_ElementCommon | C7275C16-FEAA-BCDF-B7EB-030207F74826 |  | n/a
TransportToSite_A4 | bamb@bre.co.uk | 2018-10-24T00:00:00 | Requirement | Type | Groundfloor-Cork | 128 | km | BAMB | BAMB_ElementCommon | 7B2BD479-F19E-C242-A555-997C4E7F6A03 |  | n/a
TransportToSite_A4 | bamb@bre.co.uk | 2018-10-24T00:00:00 | Requirement | Type | Groundfloor-Woodwool | 150 | km | BAMB | BAMB_ElementCommon | B8F0B5C3-F772-3F0A-9A3F-A94138838803 |  | n/a
TransportToSite_A4 | bamb@bre.co.uk | 2018-10-24T00:00:00 | Requirement | Type | Groundfloor-OSB | 131 | km | BAMB | BAMB_ElementCommon | 64CD8488-4F0B-5888-16C0-39AB196AF3C1 |  | n/a
TransportToSite_A4 | bamb@bre.co.uk | 2018-10-24T00:00:00 | Requirement | Type | Groundfloor-AcousticPanel:cementboard | 131 | km | BAMB | BAMB_ElementCommon | C45CD12F-2911-938D-9706-2564DCDC7F2E |  | n/a
TransportToSite_A4 | bamb@bre.co.uk | 2018-10-24T00:00:00 | Requirement | Type | Groundfloor-Floorfinishes:parquet | 132 | km | BAMB | BAMB_ElementCommon | 9A5A9F04-1348-AC3E-20C2-90E24E4CB6DB |  | n/a
TransportToSite_A4 | bamb@bre.co.uk | 2018-10-24T00:00:00 | Requirement | Type | TimberFrame-ExternalColumns:SoftWood | 131 | km | BAMB | BAMB_ElementCommon | 73424DBF-6EC2-07F2-A67B-4AF67224F70D |  | n/a
TransportToSite_A4 | bamb@bre.co.uk | 2018-10-24T00:00:00 | Requirement | Type | TimberFrame-InternalColumnsType1:SoftWood | 131 | km | BAMB | BAMB_ElementCommon | BC63D9C5-C1C8-335C-B0D2-A8E779BB06D3 |  | n/a
TransportToSite_A4 | bamb@bre.co.uk | 2018-10-24T00:00:00 | Requirement | Type | TimberFrame-InternalColumnsType2:SoftWood | 131 | km | BAMB | BAMB_ElementCommon | 12C18184-6DE0-BDC7-9D19-09ACF9A34B6E |  | n/a
TransportToSite_A4 | bamb@bre.co.uk | 2018-10-24T00:00:00 | Requirement | Type | TimberFrame-Beam-Roof:SoftWood | 131 | km | BAMB | BAMB_ElementCommon | 23D21DEF-1AC7-42EE-C985-6E667C51B9BB |  | n/a
TransportToSite_A4 | bamb@bre.co.uk | 2018-10-24T00:00:00 | Requirement | Type | Mezzanine-RockPanel | 150 | km | BAMB | BAMB_ElementCommon | F0E7ED23-0A45-E783-B8FA-EAEAEA8964CE |  | n/a
TransportToSite_A4 | bamb@bre.co.uk | 2018-10-24T00:00:00 | Requirement | Type | Mezzanine-Joist(softwood) | 131 | km | BAMB | BAMB_ElementCommon | FFA84EDE-6546-46FD-422E-29D90E209FD1 |  | n/a
TransportToSite_A4 | bamb@bre.co.uk | 2018-10-24T00:00:00 | Requirement | Type | Mezzanine-OSB | 131 | km | BAMB | BAMB_ElementCommon | 2432647F-0D4D-170C-6FE0-93E5616F1060 |  | n/a
TransportToSite_A4 | bamb@bre.co.uk | 2018-10-24T00:00:00 | Requirement | Type | Mezzanine-AcousticPanel:cementboard | 131 | km | BAMB | BAMB_ElementCommon | 3F48D6D0-665F-7921-8535-3B6C1F30B6A0 |  | n/a
TransportToSite_A4 | bamb@bre.co.uk | 2018-10-24T00:00:00 | Requirement | Type | Mezzanine-Floorfinishes:parquet | 132 | km | BAMB | BAMB_ElementCommon | 209760EE-A943-438A-37E3-3F217F084048 |  | n/a
TransportToSite_A4 | bamb@bre.co.uk | 2018-10-24T00:00:00 | Requirement | Type | PichedRoof-Raftersintimberfin(softwood) | 131 | km | BAMB | BAMB_ElementCommon | 78EFC8FB-2533-AF8A-0D4B-76E462423E51 |  | n/a
TransportToSite_A4 | bamb@bre.co.uk | 2018-10-24T00:00:00 | Requirement | Type | PichedRoof-WaterproofMembrane | 82 | km | BAMB | BAMB_ElementCommon | 6193B366-D26A-319E-7000-2AD62639B7B3 |  | n/a
TransportToSite_A4 | bamb@bre.co.uk | 2018-10-24T00:00:00 | Requirement | Type | PichedRoof-OSB_1 | 131 | km | BAMB | BAMB_ElementCommon | 22BE0F71-F64F-8AB2-75DD-579CB650D7CA |  | n/a
TransportToSite_A4 | bamb@bre.co.uk | 2018-10-24T00:00:00 | Requirement | Type | PichedRoof-TimberJoist | 131 | km | BAMB | BAMB_ElementCommon | A13BD534-002D-BF82-5207-D17746D0E090 |  | n/a
TransportToSite_A4 | bamb@bre.co.uk | 2018-10-24T00:00:00 | Requirement | Type | PichedRoof-Woodwool | 150 | km | BAMB | BAMB_ElementCommon | 39371B71-30C8-B390-A4BC-D5608314ECA9 |  | n/a
TransportToSite_A4 | bamb@bre.co.uk | 2018-10-24T00:00:00 | Requirement | Type | PichedRoof-OSB_2 | 131 | km | BAMB | BAMB_ElementCommon | 7ADE8C48-D5AF-5E6F-9079-BF6653E32ECB |  | n/a
TransportToSite_A4 | bamb@bre.co.uk | 2018-10-24T00:00:00 | Requirement | Type | PichedRoofCovering-Corrugatedglalvanisedsteelsheet | 106 | km | BAMB | BAMB_ElementCommon | DFD2631F-9CFB-120F-D787-23D979F9A57A |  | n/a
TransportToSite_A4 | bamb@bre.co.uk | 2018-10-24T00:00:00 | Requirement | Type | FlatRoof-MDF(ref:totem) | 131 | km | BAMB | BAMB_ElementCommon | 464866BB-3A61-3E4F-66BC-91E927EAB4D8 |  | n/a
TransportToSite_A4 | bamb@bre.co.uk | 2018-10-24T00:00:00 | Requirement | Type | FlatRoof-OSB | 131 | km | BAMB | BAMB_ElementCommon | BEDD4FA9-CC6E-0E49-B881-FA36353991A0 |  | n/a
TransportToSite_A4 | bamb@bre.co.uk | 2018-10-24T00:00:00 | Requirement | Type | FlatRoof-Cellulose | 128 | km | BAMB | BAMB_ElementCommon | DAAF4D3E-3E40-DFB6-6069-48174EDF1514 |  | n/a
TransportToSite_A4 | bamb@bre.co.uk | 2018-10-24T00:00:00 | Requirement | Type | FlatRoof-Membranepro-climat | 82 | km | BAMB | BAMB_ElementCommon | 1596D7DA-DAE7-C505-27C6-8186591BF7FC |  | n/a
TransportToSite_A4 | bamb@bre.co.uk | 2018-10-24T00:00:00 | Requirement | Type | FlatRoof-Raftersintimberfin(softwood) | 131 | km | BAMB | BAMB_ElementCommon | 7ECAA38C-7E9E-DF2C-D369-71510ED18E06 |  | n/a
TransportToSite_A4 | bamb@bre.co.uk | 2018-10-24T00:00:00 | Requirement | Type | FlatRoofCovering-EPDM | 82 | km | BAMB | BAMB_ElementCommon | 09CAC40B-A167-E8F2-973D-0A03F35AF125 |  | n/a
TransportToSite_A4 | bamb@bre.co.uk | 2018-10-24T00:00:00 | Requirement | Type | FlatRoof-InternalCeilingFinishes:RockPanel | 150 | km | BAMB | BAMB_ElementCommon | 436A6CDD-1E17-E96F-D38B-3D01CE65BA46 |  | n/a
TransportToSite_A4 | bamb@bre.co.uk | 2018-10-24T00:00:00 | Requirement | Type | ExternalWallType1A-RockPanel | 150 | km | BAMB | BAMB_ElementCommon | 443C349D-96C5-E087-BA88-9DB23A0E13B5 |  | n/a
TransportToSite_A4 | bamb@bre.co.uk | 2018-10-24T00:00:00 | Requirement | Type | ExternalWallType1A-BatteninSoftWood | 131 | km | BAMB | BAMB_ElementCommon | 4283791C-7CA8-8305-3663-C37F7B5A5706 |  | n/a
TransportToSite_A4 | bamb@bre.co.uk | 2018-10-24T00:00:00 | Requirement | Type | ExternalWallType1A-Caisson-MDF(outersheet) | 131 | km | BAMB | BAMB_ElementCommon | 0697058E-8811-FC62-1044-64ED8648622F |  | n/a
TransportToSite_A4 | bamb@bre.co.uk | 2018-10-24T00:00:00 | Requirement | Type | ExternalWallType1A-Caisson-OSB(sidesheet) | 131 | km | BAMB | BAMB_ElementCommon | 9196C1DC-9EB8-1E0B-DC60-06C828910F95 |  | n/a
TransportToSite_A4 | bamb@bre.co.uk | 2018-10-24T00:00:00 | Requirement | Type | ExternalWallType1A-Caisson-IJoist(Web)OSB | 131 | km | BAMB | BAMB_ElementCommon | B7DB93D0-BDF6-D997-1FA6-9C1E4FDCE942 |  | n/a
TransportToSite_A4 | bamb@bre.co.uk | 2018-10-24T00:00:00 | Requirement | Type | ExternalWallType1A-Caisson-IJoist(flanges) | 131 | km | BAMB | BAMB_ElementCommon | C85395A7-2885-54C1-606A-6036DBF389DA |  | n/a
TransportToSite_A4 | bamb@bre.co.uk | 2018-10-24T00:00:00 | Requirement | Type | ExternalWallType1A-Caisson-Woodwool(againstIJoists) | 150 | km | BAMB | BAMB_ElementCommon | A10BFBFB-A9CE-82CB-5C6F-2236E429703D |  | n/a
TransportToSite_A4 | bamb@bre.co.uk | 2018-10-24T00:00:00 | Requirement | Type | ExternalWallType1A-Caisson-OSB(innersheet) | 131 | km | BAMB | BAMB_ElementCommon | 95BD3171-FEB4-094D-DBFC-93142F74AEDF |  | n/a
TransportToSite_A4 | bamb@bre.co.uk | 2018-10-24T00:00:00 | Requirement | Type | ExternalWallType1A-Cellulose | 128 | km | BAMB | BAMB_ElementCommon | 0C4CB0A6-2659-D401-2148-38073768445D |  | n/a
TransportToSite_A4 | bamb@bre.co.uk | 2018-10-24T00:00:00 | Requirement | Type | ExternalWallType1B-RockPanel | 150 | km | BAMB | BAMB_ElementCommon | AAAEF1C4-E2DC-182A-A873-94F7E839231C |  | n/a
TransportToSite_A4 | bamb@bre.co.uk | 2018-10-24T00:00:00 | Requirement | Type | ExternalWallType1B-BatteninSoftWood | 131 | km | BAMB | BAMB_ElementCommon | 412E519B-46BE-B412-5086-A37BA05C78FC |  | n/a
TransportToSite_A4 | bamb@bre.co.uk | 2018-10-24T00:00:00 | Requirement | Type | ExternalWallType1B-Caisson-MDF(outersheet) | 131 | km | BAMB | BAMB_ElementCommon | 9E88CFC9-4EF9-947F-81BC-1E6AFC5CC2A4 |  | n/a
TransportToSite_A4 | bamb@bre.co.uk | 2018-10-24T00:00:00 | Requirement | Type | ExternalWallType1B-Caisson-OSB(sidesheet) | 131 | km | BAMB | BAMB_ElementCommon | 71CED05B-9A2E-3A7F-C81E-6BEFE7BCD554 |  | n/a
TransportToSite_A4 | bamb@bre.co.uk | 2018-10-24T00:00:00 | Requirement | Type | ExternalWallType1B-Caisson-IJoist(Web)OSB | 131 | km | BAMB | BAMB_ElementCommon | 4F52447C-B22F-8FBC-0774-BFC03588CF14 |  | n/a
TransportToSite_A4 | bamb@bre.co.uk | 2018-10-24T00:00:00 | Requirement | Type | ExternalWallType1B-Caisson-IJoist(flanges) | 131 | km | BAMB | BAMB_ElementCommon | 849CEC5A-D8BD-8CD6-94CB-6653930425F0 |  | n/a
TransportToSite_A4 | bamb@bre.co.uk | 2018-10-24T00:00:00 | Requirement | Type | ExternalWallType1B-Caisson-Woodwool(againstIJoists) | 150 | km | BAMB | BAMB_ElementCommon | 3766E201-C045-6CA8-B94E-31D63F11D8AA |  | n/a
TransportToSite_A4 | bamb@bre.co.uk | 2018-10-24T00:00:00 | Requirement | Type | ExternalWallType1B-Caisson-OSB(innersheet) | 131 | km | BAMB | BAMB_ElementCommon | 1C6380BB-5769-CEA1-7FB8-6948768EF4F0 |  | n/a
TransportToSite_A4 | bamb@bre.co.uk | 2018-10-24T00:00:00 | Requirement | Type | ExternalWallType1B-Cellulose | 128 | km | BAMB | BAMB_ElementCommon | 58E82E9F-9359-E463-D174-1ABE72FAD7EB |  | n/a
TransportToSite_A4 | bamb@bre.co.uk | 2018-10-24T00:00:00 | Requirement | Type | ExternalWallType1B-ClayPlasterFinish | 60 | km | BAMB | BAMB_ElementCommon | 326A0B50-5D79-9874-9982-7ADEE93AFAF4 |  | n/a
TransportToSite_A4 | bamb@bre.co.uk | 2018-10-24T00:00:00 | Requirement | Type | ExternalWallType2-ReclaimedCedarCladding | 132 | km | BAMB | BAMB_ElementCommon | D98938B0-3537-27FE-18CC-495C03A32D9A |  | n/a
TransportToSite_A4 | bamb@bre.co.uk | 2018-10-24T00:00:00 | Requirement | Type | ExternalWallType2-BatteninSoftWood | 131 | km | BAMB | BAMB_ElementCommon | 5E5942CD-77E3-BAEE-99E4-C6466BFA4F21 |  | n/a
TransportToSite_A4 | bamb@bre.co.uk | 2018-10-24T00:00:00 | Requirement | Type | ExternalWallType2-Caisson-MDF(outersheet) | 131 | km | BAMB | BAMB_ElementCommon | 000DB007-8865-A33C-21E1-60CE0D12356F |  | n/a
TransportToSite_A4 | bamb@bre.co.uk | 2018-10-24T00:00:00 | Requirement | Type | ExternalWallType2-Caisson-OSB(sidesheet) | 131 | km | BAMB | BAMB_ElementCommon | F0D702DB-DAA5-6216-B653-E45A89CBA388 |  | n/a
TransportToSite_A4 | bamb@bre.co.uk | 2018-10-24T00:00:00 | Requirement | Type | ExternalWallType2-Caisson-IJoist(Web)OSB | 131 | km | BAMB | BAMB_ElementCommon | 4DCEE9B7-EB23-DED7-CE58-DB7221799A7C |  | n/a
TransportToSite_A4 | bamb@bre.co.uk | 2018-10-24T00:00:00 | Requirement | Type | ExternalWallType2-Caisson-IJoist(flanges) | 131 | km | BAMB | BAMB_ElementCommon | 89AF8358-F048-6FA7-E4DD-68D28B8E465F |  | n/a
TransportToSite_A4 | bamb@bre.co.uk | 2018-10-24T00:00:00 | Requirement | Type | ExternalWallType2-Caisson-Woodwool(againstIJoists) | 150 | km | BAMB | BAMB_ElementCommon | D1A8F9F6-C1E0-C7AA-7A39-1C5592FA92E3 |  | n/a
TransportToSite_A4 | bamb@bre.co.uk | 2018-10-24T00:00:00 | Requirement | Type | ExternalWallType2-Caisson-OSB(innersheet) | 131 | km | BAMB | BAMB_ElementCommon | 0F1F3AB5-8744-05F8-46AA-4D44D6B586B5 |  | n/a
TransportToSite_A4 | bamb@bre.co.uk | 2018-10-24T00:00:00 | Requirement | Type | ExternalWallType2-Cellulose | 128 | km | BAMB | BAMB_ElementCommon | 8B1B2738-33DF-7CDA-8D5D-2BAB158718FB |  | n/a
TransportToSite_A4 | bamb@bre.co.uk | 2018-10-24T00:00:00 | Requirement | Type | ExternalWindows-TimberFrame | 131 | km | BAMB | BAMB_ElementCommon | EC9461A7-690C-4E27-04BB-97EC01985EC6 |  | n/a
TransportToSite_A4 | bamb@bre.co.uk | 2018-10-24T00:00:00 | Requirement | Type | ExternalWindows-Glazing(doubleglazed,sealedunit) | 132 | km | BAMB | BAMB_ElementCommon | 471D122C-ECAE-FEF5-B981-809F50E7F67A |  | n/a
TransportToSite_A4 | bamb@bre.co.uk | 2018-10-24T00:00:00 | Requirement | Type | InternalwallsandParitions-ClayPlasterFinish | 60 | km | BAMB | BAMB_ElementCommon | 8E6AB243-F244-7E3B-19C0-5CE1255EDB36 |  | n/a
TransportToSite_A4 | bamb@bre.co.uk | 2018-10-24T00:00:00 | Requirement | Type | InternalwallsandParitions-ClayBrick | 60 | km | BAMB | BAMB_ElementCommon | 6CDFA9DA-0178-10D3-1D75-26F411B28B75 |  | n/a
TransportToSite_A4 | bamb@bre.co.uk | 2018-10-24T00:00:00 | Requirement | Type | InternalwallsandParitions-MortarforClayBrick | 60 | km | BAMB | BAMB_ElementCommon | 0D0C3A15-E0A1-C375-F77A-D043A70EE44A |  | n/a
GWP_A5 | bamb@bre.co.uk | 2018-10-24T00:00:00 | Requirement | Type | Groundfloor-MDF | 0 | kg CO₂ eq. / functional unit | BAMB | BAMB_ClimateChange | 1DEAD2C4-F891-56E2-74D1-308AC2150F82 |  | n/a
GWP_A5 | bamb@bre.co.uk | 2018-10-24T00:00:00 | Requirement | Type | Groundfloor-TimberJoist(softwood) | 0 | kg CO₂ eq. / functional unit | BAMB | BAMB_ClimateChange | A8EBA171-5D44-F199-833C-C8CA6032F599 |  | n/a
GWP_A5 | bamb@bre.co.uk | 2018-10-24T00:00:00 | Requirement | Type | Groundfloor-Cork | 0 | kg CO₂ eq. / functional unit | BAMB | BAMB_ClimateChange | 1748EEDA-C196-1A3D-BCE1-4EA29CEEF6C0 |  | n/a
GWP_A5 | bamb@bre.co.uk | 2018-10-24T00:00:00 | Requirement | Type | Groundfloor-Woodwool | 0 | kg CO₂ eq. / functional unit | BAMB | BAMB_ClimateChange | 78FBE3B2-3E69-E718-767E-2218574575E4 |  | n/a
GWP_A5 | bamb@bre.co.uk | 2018-10-24T00:00:00 | Requirement | Type | Groundfloor-OSB | 0 | kg CO₂ eq. / functional unit | BAMB | BAMB_ClimateChange | 57A7DFA2-1A13-3CEA-AA15-A7AA02ADEE94 |  | n/a
GWP_A5 | bamb@bre.co.uk | 2018-10-24T00:00:00 | Requirement | Type | Groundfloor-AcousticPanel:cementboard | 0 | kg CO₂ eq. / functional unit | BAMB | BAMB_ClimateChange | 6313BB97-237D-BBE8-6BCA-8373404FA15D |  | n/a
GWP_A5 | bamb@bre.co.uk | 2018-10-24T00:00:00 | Requirement | Type | Groundfloor-Floorfinishes:parquet | 0 | kg CO₂ eq. / functional unit | BAMB | BAMB_ClimateChange | 3D3D27B5-7C89-9580-FC07-67E4FCA17D3C |  | n/a
GWP_A5 | bamb@bre.co.uk | 2018-10-24T00:00:00 | Requirement | Type | TimberFrame-ExternalColumns:SoftWood | 0 | kg CO₂ eq. / functional unit | BAMB | BAMB_ClimateChange | 725378A2-C6C0-D649-A8AB-6C4AC158956B |  | n/a
GWP_A5 | bamb@bre.co.uk | 2018-10-24T00:00:00 | Requirement | Type | TimberFrame-InternalColumnsType1:SoftWood | 0 | kg CO₂ eq. / functional unit | BAMB | BAMB_ClimateChange | 40BCA36D-DDE5-6D7C-4088-CA18D26C4321 |  | n/a
GWP_A5 | bamb@bre.co.uk | 2018-10-24T00:00:00 | Requirement | Type | TimberFrame-InternalColumnsType2:SoftWood | 0 | kg CO₂ eq. / functional unit | BAMB | BAMB_ClimateChange | 946C5868-CA94-F052-8A3A-F8D62A7E4D5D |  | n/a
GWP_A5 | bamb@bre.co.uk | 2018-10-24T00:00:00 | Requirement | Type | TimberFrame-Beam-Roof:SoftWood | 0 | kg CO₂ eq. / functional unit | BAMB | BAMB_ClimateChange | 76E4675C-6F1C-D35F-207F-A981D22183C1 |  | n/a
GWP_A5 | bamb@bre.co.uk | 2018-10-24T00:00:00 | Requirement | Type | Mezzanine-RockPanel | 0 | kg CO₂ eq. / functional unit | BAMB | BAMB_ClimateChange | 3E1EC5DF-1BEC-67E5-7464-8AC409620053 |  | n/a
GWP_A5 | bamb@bre.co.uk | 2018-10-24T00:00:00 | Requirement | Type | Mezzanine-Joist(softwood) | 0 | kg CO₂ eq. / functional unit | BAMB | BAMB_ClimateChange | 9C479A03-AB2D-130F-1A71-4D7EA4B94EFA |  | n/a
GWP_A5 | bamb@bre.co.uk | 2018-10-24T00:00:00 | Requirement | Type | Mezzanine-OSB | 0 | kg CO₂ eq. / functional unit | BAMB | BAMB_ClimateChange | 11353AE9-40C8-59FF-F49F-392E2C59C5FC |  | n/a
GWP_A5 | bamb@bre.co.uk | 2018-10-24T00:00:00 | Requirement | Type | Mezzanine-AcousticPanel:cementboard | 0 | kg CO₂ eq. / functional unit | BAMB | BAMB_ClimateChange | 1F05224F-9D6D-00C3-ED9F-B655D891366E |  | n/a
GWP_A5 | bamb@bre.co.uk | 2018-10-24T00:00:00 | Requirement | Type | Mezzanine-Floorfinishes:parquet | 0 | kg CO₂ eq. / functional unit | BAMB | BAMB_ClimateChange | F154807D-8D56-F1F1-249E-C4FB56364EC6 |  | n/a
GWP_A5 | bamb@bre.co.uk | 2018-10-24T00:00:00 | Requirement | Type | PichedRoof-Raftersintimberfin(softwood) | 0 | kg CO₂ eq. / functional unit | BAMB | BAMB_ClimateChange | 5B1012E1-AD7D-B8B3-23F4-C1A446F907ED |  | n/a
GWP_A5 | bamb@bre.co.uk | 2018-10-24T00:00:00 | Requirement | Type | PichedRoof-WaterproofMembrane | 0 | kg CO₂ eq. / functional unit | BAMB | BAMB_ClimateChange | CDA4996C-654B-09D3-7DDE-96AEE493F709 |  | n/a
GWP_A5 | bamb@bre.co.uk | 2018-10-24T00:00:00 | Requirement | Type | PichedRoof-OSB_1 | 0 | kg CO₂ eq. / functional unit | BAMB | BAMB_ClimateChange | 1DF37735-F397-9FC0-0267-7805B6A0EF3D |  | n/a
GWP_A5 | bamb@bre.co.uk | 2018-10-24T00:00:00 | Requirement | Type | PichedRoof-TimberJoist | 0 | kg CO₂ eq. / functional unit | BAMB | BAMB_ClimateChange | 9EC823BD-92A7-9538-632F-041F8578B763 |  | n/a
GWP_A5 | bamb@bre.co.uk | 2018-10-24T00:00:00 | Requirement | Type | PichedRoof-Woodwool | 0 | kg CO₂ eq. / functional unit | BAMB | BAMB_ClimateChange | CA3AC6D5-8242-23F6-87E8-575EF0623813 |  | n/a
GWP_A5 | bamb@bre.co.uk | 2018-10-24T00:00:00 | Requirement | Type | PichedRoof-OSB_2 | 0 | kg CO₂ eq. / functional unit | BAMB | BAMB_ClimateChange | 36CE0054-6F5D-1C15-8835-CCA37CD3F7DC |  | n/a
GWP_A5 | bamb@bre.co.uk | 2018-10-24T00:00:00 | Requirement | Type | PichedRoofCovering-Corrugatedglalvanisedsteelsheet | 0 | kg CO₂ eq. / functional unit | BAMB | BAMB_ClimateChange | 8599C6A8-6DAA-FC7A-680D-95C041F8AEA5 |  | n/a
GWP_A5 | bamb@bre.co.uk | 2018-10-24T00:00:00 | Requirement | Type | FlatRoof-MDF(ref:totem) | 0 | kg CO₂ eq. / functional unit | BAMB | BAMB_ClimateChange | 25627D0B-7AB4-2A73-6A04-B5820D83A835 |  | n/a
GWP_A5 | bamb@bre.co.uk | 2018-10-24T00:00:00 | Requirement | Type | FlatRoof-OSB | 0 | kg CO₂ eq. / functional unit | BAMB | BAMB_ClimateChange | F9082A70-8697-A777-347D-9C9D942A7184 |  | n/a
GWP_A5 | bamb@bre.co.uk | 2018-10-24T00:00:00 | Requirement | Type | FlatRoof-Cellulose | 0 | kg CO₂ eq. / functional unit | BAMB | BAMB_ClimateChange | 990913D5-2AA3-3336-CC2E-38EF93B796DE |  | n/a
GWP_A5 | bamb@bre.co.uk | 2018-10-24T00:00:00 | Requirement | Type | FlatRoof-Membranepro-climat | 0 | kg CO₂ eq. / functional unit | BAMB | BAMB_ClimateChange | 524A53CE-F470-C8CE-B70D-E4DE395C6CFC |  | n/a
GWP_A5 | bamb@bre.co.uk | 2018-10-24T00:00:00 | Requirement | Type | FlatRoof-Raftersintimberfin(softwood) | 0 | kg CO₂ eq. / functional unit | BAMB | BAMB_ClimateChange | ABD79822-0AD0-0FC5-C90D-C55D6F18A556 |  | n/a
GWP_A5 | bamb@bre.co.uk | 2018-10-24T00:00:00 | Requirement | Type | FlatRoofCovering-EPDM | 0 | kg CO₂ eq. / functional unit | BAMB | BAMB_ClimateChange | B2DF50C4-2653-BE2C-8B57-87AA94FDD4BE |  | n/a
GWP_A5 | bamb@bre.co.uk | 2018-10-24T00:00:00 | Requirement | Type | FlatRoof-InternalCeilingFinishes:RockPanel | 0 | kg CO₂ eq. / functional unit | BAMB | BAMB_ClimateChange | 9F22039B-BED3-1CDE-0575-35F56B138C65 |  | n/a
GWP_A5 | bamb@bre.co.uk | 2018-10-24T00:00:00 | Requirement | Type | ExternalWallType1A-RockPanel | 0 | kg CO₂ eq. / functional unit | BAMB | BAMB_ClimateChange | 5F987C45-6EC2-46DA-8D03-69DACA8F5FC6 |  | n/a
GWP_A5 | bamb@bre.co.uk | 2018-10-24T00:00:00 | Requirement | Type | ExternalWallType1A-BatteninSoftWood | 0 | kg CO₂ eq. / functional unit | BAMB | BAMB_ClimateChange | 98015489-BF71-2475-AC84-6C37CA54D2B3 |  | n/a
GWP_A5 | bamb@bre.co.uk | 2018-10-24T00:00:00 | Requirement | Type | ExternalWallType1A-Caisson-MDF(outersheet) | 0 | kg CO₂ eq. / functional unit | BAMB | BAMB_ClimateChange | BA4E750B-0B0D-56F8-8A62-94FE1C545165 |  | n/a
GWP_A5 | bamb@bre.co.uk | 2018-10-24T00:00:00 | Requirement | Type | ExternalWallType1A-Caisson-OSB(sidesheet) | 0 | kg CO₂ eq. / functional unit | BAMB | BAMB_ClimateChange | 03E1C6C6-C664-BBA3-EA9C-01C2C62B35DF |  | n/a
GWP_A5 | bamb@bre.co.uk | 2018-10-24T00:00:00 | Requirement | Type | ExternalWallType1A-Caisson-IJoist(Web)OSB | 0 | kg CO₂ eq. / functional unit | BAMB | BAMB_ClimateChange | E345F30E-B4AE-4BA6-C5EB-A1699A7FC99C |  | n/a
GWP_A5 | bamb@bre.co.uk | 2018-10-24T00:00:00 | Requirement | Type | ExternalWallType1A-Caisson-IJoist(flanges) | 0 | kg CO₂ eq. / functional unit | BAMB | BAMB_ClimateChange | C2639222-5BE3-EE70-3A41-74B323F50D07 |  | n/a
GWP_A5 | bamb@bre.co.uk | 2018-10-24T00:00:00 | Requirement | Type | ExternalWallType1A-Caisson-Woodwool(againstIJoists) | 0 | kg CO₂ eq. / functional unit | BAMB | BAMB_ClimateChange | D2EA3115-FFE9-2F45-143C-5670591FBEDB |  | n/a
GWP_A5 | bamb@bre.co.uk | 2018-10-24T00:00:00 | Requirement | Type | ExternalWallType1A-Caisson-OSB(innersheet) | 0 | kg CO₂ eq. / functional unit | BAMB | BAMB_ClimateChange | BA81660D-2FAD-8911-2D88-AA8D002DE2D7 |  | n/a
GWP_A5 | bamb@bre.co.uk | 2018-10-24T00:00:00 | Requirement | Type | ExternalWallType1A-Cellulose | 0 | kg CO₂ eq. / functional unit | BAMB | BAMB_ClimateChange | 6A3D16C8-8118-FB45-4696-3523B4115A5E |  | n/a
GWP_A5 | bamb@bre.co.uk | 2018-10-24T00:00:00 | Requirement | Type | ExternalWallType1B-RockPanel | 0 | kg CO₂ eq. / functional unit | BAMB | BAMB_ClimateChange | 5BBA151F-9829-476B-45A6-C50232C06127 |  | n/a
GWP_A5 | bamb@bre.co.uk | 2018-10-24T00:00:00 | Requirement | Type | ExternalWallType1B-BatteninSoftWood | 0 | kg CO₂ eq. / functional unit | BAMB | BAMB_ClimateChange | 6B76DB3A-9A77-8A15-35EB-557BAE6E7B1D |  | n/a
GWP_A5 | bamb@bre.co.uk | 2018-10-24T00:00:00 | Requirement | Type | ExternalWallType1B-Caisson-MDF(outersheet) | 0 | kg CO₂ eq. / functional unit | BAMB | BAMB_ClimateChange | C3567FAD-9C18-BFD3-50DB-6C08542A6D26 |  | n/a
GWP_A5 | bamb@bre.co.uk | 2018-10-24T00:00:00 | Requirement | Type | ExternalWallType1B-Caisson-OSB(sidesheet) | 0 | kg CO₂ eq. / functional unit | BAMB | BAMB_ClimateChange | 0BD764D7-BAEA-688A-009C-D354FAEDDF4C |  | n/a
GWP_A5 | bamb@bre.co.uk | 2018-10-24T00:00:00 | Requirement | Type | ExternalWallType1B-Caisson-IJoist(Web)OSB | 0 | kg CO₂ eq. / functional unit | BAMB | BAMB_ClimateChange | C22A8F12-21A8-12B8-53C0-DAF0797FC55C |  | n/a
GWP_A5 | bamb@bre.co.uk | 2018-10-24T00:00:00 | Requirement | Type | ExternalWallType1B-Caisson-IJoist(flanges) | 0 | kg CO₂ eq. / functional unit | BAMB | BAMB_ClimateChange | 737429F9-DFBB-E377-FDB5-BD5B950FF8ED |  | n/a
GWP_A5 | bamb@bre.co.uk | 2018-10-24T00:00:00 | Requirement | Type | ExternalWallType1B-Caisson-Woodwool(againstIJoists) | 0 | kg CO₂ eq. / functional unit | BAMB | BAMB_ClimateChange | 01480DFA-81F5-7F8D-4885-91C5EC79A781 |  | n/a
GWP_A5 | bamb@bre.co.uk | 2018-10-24T00:00:00 | Requirement | Type | ExternalWallType1B-Caisson-OSB(innersheet) | 0 | kg CO₂ eq. / functional unit | BAMB | BAMB_ClimateChange | FFFCBD8C-4297-BA18-5B6F-7BAB1124A63D |  | n/a
GWP_A5 | bamb@bre.co.uk | 2018-10-24T00:00:00 | Requirement | Type | ExternalWallType1B-Cellulose | 0 | kg CO₂ eq. / functional unit | BAMB | BAMB_ClimateChange | 1E9137BB-1F5F-64AF-928A-61BA1DB5DFC6 |  | n/a
GWP_A5 | bamb@bre.co.uk | 2018-10-24T00:00:00 | Requirement | Type | ExternalWallType1B-ClayPlasterFinish | 0 | kg CO₂ eq. / functional unit | BAMB | BAMB_ClimateChange | F275B623-8EDD-5902-D1C0-44BE31978E44 |  | n/a
GWP_A5 | bamb@bre.co.uk | 2018-10-24T00:00:00 | Requirement | Type | ExternalWallType2-ReclaimedCedarCladding | 0 | kg CO₂ eq. / functional unit | BAMB | BAMB_ClimateChange | 4D6B8DFB-8DCF-6F71-1BB2-35566344DEA8 |  | n/a
GWP_A5 | bamb@bre.co.uk | 2018-10-24T00:00:00 | Requirement | Type | ExternalWallType2-BatteninSoftWood | 0 | kg CO₂ eq. / functional unit | BAMB | BAMB_ClimateChange | 57F5CFC8-1B4A-55C6-9418-5689A2DF986F |  | n/a
GWP_A5 | bamb@bre.co.uk | 2018-10-24T00:00:00 | Requirement | Type | ExternalWallType2-Caisson-MDF(outersheet) | 0 | kg CO₂ eq. / functional unit | BAMB | BAMB_ClimateChange | 68BD2710-DFF7-BFDC-ED80-BE889C0E7726 |  | n/a
GWP_A5 | bamb@bre.co.uk | 2018-10-24T00:00:00 | Requirement | Type | ExternalWallType2-Caisson-OSB(sidesheet) | 0 | kg CO₂ eq. / functional unit | BAMB | BAMB_ClimateChange | 16345547-8EED-962E-F9C4-58661D45D08F |  | n/a
GWP_A5 | bamb@bre.co.uk | 2018-10-24T00:00:00 | Requirement | Type | ExternalWallType2-Caisson-IJoist(Web)OSB | 0 | kg CO₂ eq. / functional unit | BAMB | BAMB_ClimateChange | 08EC794E-D3DD-0682-2184-61F77F0DF7C9 |  | n/a
GWP_A5 | bamb@bre.co.uk | 2018-10-24T00:00:00 | Requirement | Type | ExternalWallType2-Caisson-IJoist(flanges) | 0 | kg CO₂ eq. / functional unit | BAMB | BAMB_ClimateChange | 08765045-77B2-E625-2735-A388C72CABBD |  | n/a
GWP_A5 | bamb@bre.co.uk | 2018-10-24T00:00:00 | Requirement | Type | ExternalWallType2-Caisson-Woodwool(againstIJoists) | 0 | kg CO₂ eq. / functional unit | BAMB | BAMB_ClimateChange | C02E0AAC-E705-1CF9-1335-5F052A1C4389 |  | n/a
GWP_A5 | bamb@bre.co.uk | 2018-10-24T00:00:00 | Requirement | Type | ExternalWallType2-Caisson-OSB(innersheet) | 0 | kg CO₂ eq. / functional unit | BAMB | BAMB_ClimateChange | 5EFE1930-F32A-197C-22BC-CE49B02CA614 |  | n/a
GWP_A5 | bamb@bre.co.uk | 2018-10-24T00:00:00 | Requirement | Type | ExternalWallType2-Cellulose | 0 | kg CO₂ eq. / functional unit | BAMB | BAMB_ClimateChange | 9A748BF0-D835-0E2F-F762-F1B0099C7B89 |  | n/a
GWP_A5 | bamb@bre.co.uk | 2018-10-24T00:00:00 | Requirement | Type | ExternalWindows-TimberFrame | 0 | kg CO₂ eq. / functional unit | BAMB | BAMB_ClimateChange | CC24DA10-AC4F-B48A-9EDD-A51A8B40B9A4 |  | n/a
GWP_A5 | bamb@bre.co.uk | 2018-10-24T00:00:00 | Requirement | Type | ExternalWindows-Glazing(doubleglazed,sealedunit) | 0 | kg CO₂ eq. / functional unit | BAMB | BAMB_ClimateChange | 9923F676-CD29-BC87-DCE8-15DC96DB78E3 |  | n/a
GWP_A5 | bamb@bre.co.uk | 2018-10-24T00:00:00 | Requirement | Type | InternalwallsandParitions-ClayPlasterFinish | 0 | kg CO₂ eq. / functional unit | BAMB | BAMB_ClimateChange | 43C49B6B-7D75-9DFD-682E-8422D782FC88 |  | n/a
GWP_A5 | bamb@bre.co.uk | 2018-10-24T00:00:00 | Requirement | Type | InternalwallsandParitions-ClayBrick | 0 | kg CO₂ eq. / functional unit | BAMB | BAMB_ClimateChange | 5538CEAC-CE34-7184-699B-4C7913165ABC |  | n/a
GWP_A5 | bamb@bre.co.uk | 2018-10-24T00:00:00 | Requirement | Type | InternalwallsandParitions-MortarforClayBrick | 0 | kg CO₂ eq. / functional unit | BAMB | BAMB_ClimateChange | 1633C7F7-7693-FE0B-9475-219DD22FD135 |  | n/a
GWPWaste_A5 | bamb@bre.co.uk | 2018-10-24T00:00:00 | Requirement | Type | Groundfloor-MDF | 54.4614 | kg CO₂ eq. / functional unit | BAMB | BAMB_ClimateChange | 66C792A5-0D09-BB7D-3921-93779CA64CCF |  | n/a
GWPWaste_A5 | bamb@bre.co.uk | 2018-10-24T00:00:00 | Requirement | Type | Groundfloor-TimberJoist(softwood) | 12.568 | kg CO₂ eq. / functional unit | BAMB | BAMB_ClimateChange | DE6961DD-6846-9C64-E2BE-C37B826E9A15 |  | n/a
GWPWaste_A5 | bamb@bre.co.uk | 2018-10-24T00:00:00 | Requirement | Type | Groundfloor-Cork | 75.4081 | kg CO₂ eq. / functional unit | BAMB | BAMB_ClimateChange | 36728DA7-48D7-5973-AEAD-5C683BDA9FE8 |  | n/a
GWPWaste_A5 | bamb@bre.co.uk | 2018-10-24T00:00:00 | Requirement | Type | Groundfloor-Woodwool | 75.4081 | kg CO₂ eq. / functional unit | BAMB | BAMB_ClimateChange | 819E9057-B832-3E1B-F68E-99BAE2AABD8A |  | n/a
GWPWaste_A5 | bamb@bre.co.uk | 2018-10-24T00:00:00 | Requirement | Type | Groundfloor-OSB | 54.4614 | kg CO₂ eq. / functional unit | BAMB | BAMB_ClimateChange | F89EEB90-7EE4-D122-0841-3FB9D1C1793E |  | n/a
GWPWaste_A5 | bamb@bre.co.uk | 2018-10-24T00:00:00 | Requirement | Type | Groundfloor-AcousticPanel:cementboard | 54.4614 | kg CO₂ eq. / functional unit | BAMB | BAMB_ClimateChange | 7330B7C3-6F2C-4279-DB40-881A75FD710F |  | n/a
GWPWaste_A5 | bamb@bre.co.uk | 2018-10-24T00:00:00 | Requirement | Type | Groundfloor-Floorfinishes:parquet | 12.568 | kg CO₂ eq. / functional unit | BAMB | BAMB_ClimateChange | 3A304C4E-958D-49AE-482D-141AD4C33F7A |  | n/a
GWPWaste_A5 | bamb@bre.co.uk | 2018-10-24T00:00:00 | Requirement | Type | TimberFrame-ExternalColumns:SoftWood | 12.568 | kg CO₂ eq. / functional unit | BAMB | BAMB_ClimateChange | 5C9A8E86-6E3F-9238-024C-B6147496B974 |  | n/a
GWPWaste_A5 | bamb@bre.co.uk | 2018-10-24T00:00:00 | Requirement | Type | TimberFrame-InternalColumnsType1:SoftWood | 12.568 | kg CO₂ eq. / functional unit | BAMB | BAMB_ClimateChange | FAF57EA8-21C9-E097-0E90-1F59724E2C11 |  | n/a
GWPWaste_A5 | bamb@bre.co.uk | 2018-10-24T00:00:00 | Requirement | Type | TimberFrame-InternalColumnsType2:SoftWood | 12.568 | kg CO₂ eq. / functional unit | BAMB | BAMB_ClimateChange | B7BA4753-D4C1-E4C3-25CC-1221C27D74B4 |  | n/a
GWPWaste_A5 | bamb@bre.co.uk | 2018-10-24T00:00:00 | Requirement | Type | TimberFrame-Beam-Roof:SoftWood | 12.568 | kg CO₂ eq. / functional unit | BAMB | BAMB_ClimateChange | 6AF9C7B7-EC29-2BF3-B786-BDBF3D11C17B |  | n/a
GWPWaste_A5 | bamb@bre.co.uk | 2018-10-24T00:00:00 | Requirement | Type | Mezzanine-RockPanel | 0.040148 | kg CO₂ eq. / functional unit | BAMB | BAMB_ClimateChange | 198705C7-EDBB-C37E-00AA-B1E846E64D25 |  | n/a
GWPWaste_A5 | bamb@bre.co.uk | 2018-10-24T00:00:00 | Requirement | Type | Mezzanine-Joist(softwood) | 12.568 | kg CO₂ eq. / functional unit | BAMB | BAMB_ClimateChange | B3424CFD-764A-750F-400E-B36D95288E73 |  | n/a
GWPWaste_A5 | bamb@bre.co.uk | 2018-10-24T00:00:00 | Requirement | Type | Mezzanine-OSB | 54.4614 | kg CO₂ eq. / functional unit | BAMB | BAMB_ClimateChange | 3FC0BEBC-8B42-FCDC-E4BB-6A013CC4ABBF |  | n/a
GWPWaste_A5 | bamb@bre.co.uk | 2018-10-24T00:00:00 | Requirement | Type | Mezzanine-AcousticPanel:cementboard | 54.4614 | kg CO₂ eq. / functional unit | BAMB | BAMB_ClimateChange | 8E47E449-716F-FAC6-418E-95B22BF5DAB9 |  | n/a
GWPWaste_A5 | bamb@bre.co.uk | 2018-10-24T00:00:00 | Requirement | Type | Mezzanine-Floorfinishes:parquet | 12.568 | kg CO₂ eq. / functional unit | BAMB | BAMB_ClimateChange | 200D3EB4-4260-A375-D9EC-BF5243EA2141 |  | n/a
GWPWaste_A5 | bamb@bre.co.uk | 2018-10-24T00:00:00 | Requirement | Type | PichedRoof-Raftersintimberfin(softwood) | 12.568 | kg CO₂ eq. / functional unit | BAMB | BAMB_ClimateChange | 8E7C6A75-0EBC-0D89-387C-DF4F99E5D1AC |  | n/a
GWPWaste_A5 | bamb@bre.co.uk | 2018-10-24T00:00:00 | Requirement | Type | PichedRoof-WaterproofMembrane | 26.3559 | kg CO₂ eq. / functional unit | BAMB | BAMB_ClimateChange | 5E745975-86ED-ADBB-7AD3-2882CC60BB50 |  | n/a
GWPWaste_A5 | bamb@bre.co.uk | 2018-10-24T00:00:00 | Requirement | Type | PichedRoof-OSB_1 | 54.4614 | kg CO₂ eq. / functional unit | BAMB | BAMB_ClimateChange | 9F498EA7-FAAA-6B53-D331-8CEFB7235A87 |  | n/a
GWPWaste_A5 | bamb@bre.co.uk | 2018-10-24T00:00:00 | Requirement | Type | PichedRoof-TimberJoist | 12.568 | kg CO₂ eq. / functional unit | BAMB | BAMB_ClimateChange | 97FEA9CD-DAC5-293C-F30C-498E87961953 |  | n/a
GWPWaste_A5 | bamb@bre.co.uk | 2018-10-24T00:00:00 | Requirement | Type | PichedRoof-Woodwool | 75.4081 | kg CO₂ eq. / functional unit | BAMB | BAMB_ClimateChange | B950DF6A-62E5-4B63-16CE-82AA7BAB77BA |  | n/a
GWPWaste_A5 | bamb@bre.co.uk | 2018-10-24T00:00:00 | Requirement | Type | PichedRoof-OSB_2 | 54.4614 | kg CO₂ eq. / functional unit | BAMB | BAMB_ClimateChange | 4727FB44-945F-4950-C42D-24E5DB31CFA7 |  | n/a
GWPWaste_A5 | bamb@bre.co.uk | 2018-10-24T00:00:00 | Requirement | Type | PichedRoofCovering-Corrugatedglalvanisedsteelsheet | 0.5198 | kg CO₂ eq. / functional unit | BAMB | BAMB_ClimateChange | 7913312B-4350-C174-1295-E77337020304 |  | n/a
GWPWaste_A5 | bamb@bre.co.uk | 2018-10-24T00:00:00 | Requirement | Type | FlatRoof-MDF(ref:totem) | 54.4614 | kg CO₂ eq. / functional unit | BAMB | BAMB_ClimateChange | 36A20551-A8FF-0D2F-8147-6743C1FCBB47 |  | n/a
GWPWaste_A5 | bamb@bre.co.uk | 2018-10-24T00:00:00 | Requirement | Type | FlatRoof-OSB | 54.4614 | kg CO₂ eq. / functional unit | BAMB | BAMB_ClimateChange | 090E0240-9551-2711-6E66-D8875D24F0EA |  | n/a
GWPWaste_A5 | bamb@bre.co.uk | 2018-10-24T00:00:00 | Requirement | Type | FlatRoof-Cellulose | 9.3564 | kg CO₂ eq. / functional unit | BAMB | BAMB_ClimateChange | 87523BB9-4C2C-9DFB-72DC-07BBC3D17DC3 |  | n/a
GWPWaste_A5 | bamb@bre.co.uk | 2018-10-24T00:00:00 | Requirement | Type | FlatRoof-Membranepro-climat | 26.3559 | kg CO₂ eq. / functional unit | BAMB | BAMB_ClimateChange | 9A61D1FF-7067-4909-13C1-20420FC2C807 |  | n/a
GWPWaste_A5 | bamb@bre.co.uk | 2018-10-24T00:00:00 | Requirement | Type | FlatRoof-Raftersintimberfin(softwood) | 12.568 | kg CO₂ eq. / functional unit | BAMB | BAMB_ClimateChange | F5B40852-1969-8161-AC79-0F9C27C706F3 |  | n/a
GWPWaste_A5 | bamb@bre.co.uk | 2018-10-24T00:00:00 | Requirement | Type | FlatRoofCovering-EPDM | 3.1188 | kg CO₂ eq. / functional unit | BAMB | BAMB_ClimateChange | E3219B19-8592-EB8A-A68B-F42D29CE34DE |  | n/a
GWPWaste_A5 | bamb@bre.co.uk | 2018-10-24T00:00:00 | Requirement | Type | FlatRoof-InternalCeilingFinishes:RockPanel | 0.040148 | kg CO₂ eq. / functional unit | BAMB | BAMB_ClimateChange | 463761D2-11EA-C1F2-8743-7A1F500E5CD2 |  | n/a
GWPWaste_A5 | bamb@bre.co.uk | 2018-10-24T00:00:00 | Requirement | Type | ExternalWallType1A-RockPanel | 0.040148 | kg CO₂ eq. / functional unit | BAMB | BAMB_ClimateChange | 005E9B83-5E53-3566-894D-729B5948C4F2 |  | n/a
GWPWaste_A5 | bamb@bre.co.uk | 2018-10-24T00:00:00 | Requirement | Type | ExternalWallType1A-BatteninSoftWood | 12.568 | kg CO₂ eq. / functional unit | BAMB | BAMB_ClimateChange | 95ED84E8-C0BD-714A-0B93-7BBCC2BBE3EE |  | n/a
GWPWaste_A5 | bamb@bre.co.uk | 2018-10-24T00:00:00 | Requirement | Type | ExternalWallType1A-Caisson-MDF(outersheet) | 54.4614 | kg CO₂ eq. / functional unit | BAMB | BAMB_ClimateChange | E87C0B99-D652-B259-1644-FA9048B93B69 |  | n/a
GWPWaste_A5 | bamb@bre.co.uk | 2018-10-24T00:00:00 | Requirement | Type | ExternalWallType1A-Caisson-OSB(sidesheet) | 54.4614 | kg CO₂ eq. / functional unit | BAMB | BAMB_ClimateChange | 15C30EDA-4162-D977-F4B8-1E906012F473 |  | n/a
GWPWaste_A5 | bamb@bre.co.uk | 2018-10-24T00:00:00 | Requirement | Type | ExternalWallType1A-Caisson-IJoist(Web)OSB | 54.4614 | kg CO₂ eq. / functional unit | BAMB | BAMB_ClimateChange | E6642AF8-6552-77BC-9B62-2B5C6F16AE7C |  | n/a
GWPWaste_A5 | bamb@bre.co.uk | 2018-10-24T00:00:00 | Requirement | Type | ExternalWallType1A-Caisson-IJoist(flanges) | 12.568 | kg CO₂ eq. / functional unit | BAMB | BAMB_ClimateChange | 3CC47750-2737-559E-2CCA-8AE888389714 |  | n/a
GWPWaste_A5 | bamb@bre.co.uk | 2018-10-24T00:00:00 | Requirement | Type | ExternalWallType1A-Caisson-Woodwool(againstIJoists) | 75.4081 | kg CO₂ eq. / functional unit | BAMB | BAMB_ClimateChange | 3142A492-F18F-73DB-B8D0-6244B8F5A3F6 |  | n/a
GWPWaste_A5 | bamb@bre.co.uk | 2018-10-24T00:00:00 | Requirement | Type | ExternalWallType1A-Caisson-OSB(innersheet) | 54.4614 | kg CO₂ eq. / functional unit | BAMB | BAMB_ClimateChange | FF0D71AD-CB50-5AB4-1FF7-5B7CEDE8621E |  | n/a
GWPWaste_A5 | bamb@bre.co.uk | 2018-10-24T00:00:00 | Requirement | Type | ExternalWallType1A-Cellulose | 9.3564 | kg CO₂ eq. / functional unit | BAMB | BAMB_ClimateChange | 7233CA78-16AC-FEB2-63C3-17060996744E |  | n/a
GWPWaste_A5 | bamb@bre.co.uk | 2018-10-24T00:00:00 | Requirement | Type | ExternalWallType1B-RockPanel | 0.040148 | kg CO₂ eq. / functional unit | BAMB | BAMB_ClimateChange | 4E06156E-4341-A5BC-9704-508327D8150E |  | n/a
GWPWaste_A5 | bamb@bre.co.uk | 2018-10-24T00:00:00 | Requirement | Type | ExternalWallType1B-BatteninSoftWood | 12.568 | kg CO₂ eq. / functional unit | BAMB | BAMB_ClimateChange | 741406C6-61B8-B1CB-6990-0F5BD8815EA0 |  | n/a
GWPWaste_A5 | bamb@bre.co.uk | 2018-10-24T00:00:00 | Requirement | Type | ExternalWallType1B-Caisson-MDF(outersheet) | 54.4614 | kg CO₂ eq. / functional unit | BAMB | BAMB_ClimateChange | F70052E7-CD71-F862-353C-E62B51F4FA79 |  | n/a
GWPWaste_A5 | bamb@bre.co.uk | 2018-10-24T00:00:00 | Requirement | Type | ExternalWallType1B-Caisson-OSB(sidesheet) | 54.4614 | kg CO₂ eq. / functional unit | BAMB | BAMB_ClimateChange | 18C91A13-DD53-6BBF-31D8-CD854B38BB1E |  | n/a
GWPWaste_A5 | bamb@bre.co.uk | 2018-10-24T00:00:00 | Requirement | Type | ExternalWallType1B-Caisson-IJoist(Web)OSB | 54.4614 | kg CO₂ eq. / functional unit | BAMB | BAMB_ClimateChange | 69B588BB-208A-D646-493E-473B60AA39A4 |  | n/a
GWPWaste_A5 | bamb@bre.co.uk | 2018-10-24T00:00:00 | Requirement | Type | ExternalWallType1B-Caisson-IJoist(flanges) | 12.568 | kg CO₂ eq. / functional unit | BAMB | BAMB_ClimateChange | F3D984DF-6D7F-4C95-5905-B5F4C4CFD4CF |  | n/a
GWPWaste_A5 | bamb@bre.co.uk | 2018-10-24T00:00:00 | Requirement | Type | ExternalWallType1B-Caisson-Woodwool(againstIJoists) | 75.4081 | kg CO₂ eq. / functional unit | BAMB | BAMB_ClimateChange | C16C6FB3-4C62-EC8C-53B8-8A6C83BD9153 |  | n/a
GWPWaste_A5 | bamb@bre.co.uk | 2018-10-24T00:00:00 | Requirement | Type | ExternalWallType1B-Caisson-OSB(innersheet) | 54.4614 | kg CO₂ eq. / functional unit | BAMB | BAMB_ClimateChange | F560047E-4E1A-1F80-1D55-30CC9FCF2570 |  | n/a
GWPWaste_A5 | bamb@bre.co.uk | 2018-10-24T00:00:00 | Requirement | Type | ExternalWallType1B-Cellulose | 9.3564 | kg CO₂ eq. / functional unit | BAMB | BAMB_ClimateChange | 48EAB434-82D8-276A-8816-6D8D17722C76 |  | n/a
GWPWaste_A5 | bamb@bre.co.uk | 2018-10-24T00:00:00 | Requirement | Type | ExternalWallType1B-ClayPlasterFinish | 0.25958 | kg CO₂ eq. / functional unit | BAMB | BAMB_ClimateChange | A572C6F3-F5D5-DCC8-B91C-36C381A68145 |  | n/a
GWPWaste_A5 | bamb@bre.co.uk | 2018-10-24T00:00:00 | Requirement | Type | ExternalWallType2-ReclaimedCedarCladding | 12.568 | kg CO₂ eq. / functional unit | BAMB | BAMB_ClimateChange | 6124A4E3-8E14-B482-6454-66C8A88908C5 |  | n/a
GWPWaste_A5 | bamb@bre.co.uk | 2018-10-24T00:00:00 | Requirement | Type | ExternalWallType2-BatteninSoftWood | 12.568 | kg CO₂ eq. / functional unit | BAMB | BAMB_ClimateChange | BB3A8FD8-2520-49F9-AEFF-0C3457B6991B |  | n/a
GWPWaste_A5 | bamb@bre.co.uk | 2018-10-24T00:00:00 | Requirement | Type | ExternalWallType2-Caisson-MDF(outersheet) | 54.4614 | kg CO₂ eq. / functional unit | BAMB | BAMB_ClimateChange | 8F72B87D-EADD-AFB2-664C-2D528D602912 |  | n/a
GWPWaste_A5 | bamb@bre.co.uk | 2018-10-24T00:00:00 | Requirement | Type | ExternalWallType2-Caisson-OSB(sidesheet) | 54.4614 | kg CO₂ eq. / functional unit | BAMB | BAMB_ClimateChange | ADA984D3-0DE0-3D28-0E52-9B0F9E0DD467 |  | n/a
GWPWaste_A5 | bamb@bre.co.uk | 2018-10-24T00:00:00 | Requirement | Type | ExternalWallType2-Caisson-IJoist(Web)OSB | 54.4614 | kg CO₂ eq. / functional unit | BAMB | BAMB_ClimateChange | B30AF940-F494-274E-E571-F97DF3D3558C |  | n/a
GWPWaste_A5 | bamb@bre.co.uk | 2018-10-24T00:00:00 | Requirement | Type | ExternalWallType2-Caisson-IJoist(flanges) | 12.568 | kg CO₂ eq. / functional unit | BAMB | BAMB_ClimateChange | 21BAA51F-99A8-D420-7F65-810DB90C8993 |  | n/a
GWPWaste_A5 | bamb@bre.co.uk | 2018-10-24T00:00:00 | Requirement | Type | ExternalWallType2-Caisson-Woodwool(againstIJoists) | 75.4081 | kg CO₂ eq. / functional unit | BAMB | BAMB_ClimateChange | E3512220-0B2D-18C1-2D6F-6433C429E8A1 |  | n/a
GWPWaste_A5 | bamb@bre.co.uk | 2018-10-24T00:00:00 | Requirement | Type | ExternalWallType2-Caisson-OSB(innersheet) | 54.4614 | kg CO₂ eq. / functional unit | BAMB | BAMB_ClimateChange | 789DF82F-7BBC-9AE6-543D-581C21DDB059 |  | n/a
GWPWaste_A5 | bamb@bre.co.uk | 2018-10-24T00:00:00 | Requirement | Type | ExternalWallType2-Cellulose | 9.3564 | kg CO₂ eq. / functional unit | BAMB | BAMB_ClimateChange | CD76686B-64C1-7E55-A323-75F44DCD4DEA |  | n/a
GWPWaste_A5 | bamb@bre.co.uk | 2018-10-24T00:00:00 | Requirement | Type | ExternalWindows-TimberFrame | 12.568 | kg CO₂ eq. / functional unit | BAMB | BAMB_ClimateChange | E8EB4399-0165-FF64-9D00-B6959345CD8C |  | n/a
GWPWaste_A5 | bamb@bre.co.uk | 2018-10-24T00:00:00 | Requirement | Type | ExternalWindows-Glazing(doubleglazed,sealedunit) | 1.5575 | kg CO₂ eq. / functional unit | BAMB | BAMB_ClimateChange | 15819960-865C-49E1-57F6-46D22CA13DE1 |  | n/a
GWPWaste_A5 | bamb@bre.co.uk | 2018-10-24T00:00:00 | Requirement | Type | InternalwallsandParitions-ClayPlasterFinish | 0.25958 | kg CO₂ eq. / functional unit | BAMB | BAMB_ClimateChange | 8A083F7B-9EED-4B62-ADCC-2F303AD8AFC9 |  | n/a
GWPWaste_A5 | bamb@bre.co.uk | 2018-10-24T00:00:00 | Requirement | Type | InternalwallsandParitions-ClayBrick | 1.2979 | kg CO₂ eq. / functional unit | BAMB | BAMB_ClimateChange | 4D61918B-67F7-AD61-6E97-148D8F9CC6C8 |  | n/a
GWPWaste_A5 | bamb@bre.co.uk | 2018-10-24T00:00:00 | Requirement | Type | InternalwallsandParitions-MortarforClayBrick | 0.25958 | kg CO₂ eq. / functional unit | BAMB | BAMB_ClimateChange | 45B716E3-2DF2-0173-76BD-4689514E7D86 |  | n/a
InstallationWastageRate_A5 | bamb@bre.co.uk | 2018-10-24T00:00:00 | Requirement | Type | Groundfloor-MDF | 0.07 | ratio | BAMB | BAMB_ElementCommon | F2E7A6A0-9E01-93D3-427B-04F05BE74FA5 |  | n/a
InstallationWastageRate_A5 | bamb@bre.co.uk | 2018-10-24T00:00:00 | Requirement | Type | Groundfloor-TimberJoist(softwood) | 0.05 | ratio | BAMB | BAMB_ElementCommon | 52F93696-5286-7702-3F5C-64FF0AC4AC19 |  | n/a
InstallationWastageRate_A5 | bamb@bre.co.uk | 2018-10-24T00:00:00 | Requirement | Type | Groundfloor-Cork | 0.06 | ratio | BAMB | BAMB_ElementCommon | EA680F96-7FF2-E141-491B-BE0D6C3EA09D |  | n/a
InstallationWastageRate_A5 | bamb@bre.co.uk | 2018-10-24T00:00:00 | Requirement | Type | Groundfloor-Woodwool | 0.06 | ratio | BAMB | BAMB_ElementCommon | 4FD5DCCE-6498-0723-8043-62F2582F62E3 |  | n/a
InstallationWastageRate_A5 | bamb@bre.co.uk | 2018-10-24T00:00:00 | Requirement | Type | Groundfloor-OSB | 0.07 | ratio | BAMB | BAMB_ElementCommon | CC635D62-7029-DDB0-5CEF-343C1D61FD48 |  | n/a
InstallationWastageRate_A5 | bamb@bre.co.uk | 2018-10-24T00:00:00 | Requirement | Type | Groundfloor-AcousticPanel:cementboard | 0.1 | ratio | BAMB | BAMB_ElementCommon | 5B8CFA1B-8CA1-0FA5-623D-868F574BAFD5 |  | n/a
InstallationWastageRate_A5 | bamb@bre.co.uk | 2018-10-24T00:00:00 | Requirement | Type | Groundfloor-Floorfinishes:parquet | 0.07 | ratio | BAMB | BAMB_ElementCommon | 91A09FDC-B605-FB2F-B158-BB969866DBF7 |  | n/a
InstallationWastageRate_A5 | bamb@bre.co.uk | 2018-10-24T00:00:00 | Requirement | Type | TimberFrame-ExternalColumns:SoftWood | 0.05 | ratio | BAMB | BAMB_ElementCommon | FCFB05E0-C95F-9C6A-E451-429087121846 |  | n/a
InstallationWastageRate_A5 | bamb@bre.co.uk | 2018-10-24T00:00:00 | Requirement | Type | TimberFrame-InternalColumnsType1:SoftWood | 0.05 | ratio | BAMB | BAMB_ElementCommon | D814E1B3-6E84-5DC8-9BE3-833E10E3C01D |  | n/a
InstallationWastageRate_A5 | bamb@bre.co.uk | 2018-10-24T00:00:00 | Requirement | Type | TimberFrame-InternalColumnsType2:SoftWood | 0.05 | ratio | BAMB | BAMB_ElementCommon | 864437E3-27E9-B9AD-35E9-D52E4DD0640D |  | n/a
InstallationWastageRate_A5 | bamb@bre.co.uk | 2018-10-24T00:00:00 | Requirement | Type | TimberFrame-Beam-Roof:SoftWood | 0.05 | ratio | BAMB | BAMB_ElementCommon | A8EF805C-D89B-D3FA-AE26-DEE038C86A62 |  | n/a
InstallationWastageRate_A5 | bamb@bre.co.uk | 2018-10-24T00:00:00 | Requirement | Type | Mezzanine-RockPanel | 0.07 | ratio | BAMB | BAMB_ElementCommon | E36ADBDF-1990-76AD-CA97-5E0F541DC3E4 |  | n/a
InstallationWastageRate_A5 | bamb@bre.co.uk | 2018-10-24T00:00:00 | Requirement | Type | Mezzanine-Joist(softwood) | 0.05 | ratio | BAMB | BAMB_ElementCommon | 94CED3D8-66BC-6D10-D44F-8EC74A00F9A1 |  | n/a
InstallationWastageRate_A5 | bamb@bre.co.uk | 2018-10-24T00:00:00 | Requirement | Type | Mezzanine-OSB | 0.07 | ratio | BAMB | BAMB_ElementCommon | F68776EA-E3E2-BA27-AFED-A07ECCA839D3 |  | n/a
InstallationWastageRate_A5 | bamb@bre.co.uk | 2018-10-24T00:00:00 | Requirement | Type | Mezzanine-AcousticPanel:cementboard | 0.1 | ratio | BAMB | BAMB_ElementCommon | C2CE9923-4126-5E8A-689A-FC88AC40EFD7 |  | n/a
InstallationWastageRate_A5 | bamb@bre.co.uk | 2018-10-24T00:00:00 | Requirement | Type | Mezzanine-Floorfinishes:parquet | 0.07 | ratio | BAMB | BAMB_ElementCommon | 9FE2C8C1-F7F1-8825-06E1-69A9A2FD4877 |  | n/a
InstallationWastageRate_A5 | bamb@bre.co.uk | 2018-10-24T00:00:00 | Requirement | Type | PichedRoof-Raftersintimberfin(softwood) | 0.05 | ratio | BAMB | BAMB_ElementCommon | AB3CA435-190E-15DD-AD5A-59BB8A7B4500 |  | n/a
InstallationWastageRate_A5 | bamb@bre.co.uk | 2018-10-24T00:00:00 | Requirement | Type | PichedRoof-WaterproofMembrane | 0.05 | ratio | BAMB | BAMB_ElementCommon | D75B1DF7-CB44-F2DD-5DD5-4919A714D6F2 |  | n/a
InstallationWastageRate_A5 | bamb@bre.co.uk | 2018-10-24T00:00:00 | Requirement | Type | PichedRoof-OSB_1 | 0.07 | ratio | BAMB | BAMB_ElementCommon | A5401567-558A-E7C1-7C6D-7ACE80FDA68D |  | n/a
InstallationWastageRate_A5 | bamb@bre.co.uk | 2018-10-24T00:00:00 | Requirement | Type | PichedRoof-TimberJoist | 0.05 | ratio | BAMB | BAMB_ElementCommon | EBC691A4-9067-AABA-23D8-F13FB880059E |  | n/a
InstallationWastageRate_A5 | bamb@bre.co.uk | 2018-10-24T00:00:00 | Requirement | Type | PichedRoof-Woodwool | 0.06 | ratio | BAMB | BAMB_ElementCommon | 9C10352F-1C26-35A5-989F-ACA6C1A0C969 |  | n/a
InstallationWastageRate_A5 | bamb@bre.co.uk | 2018-10-24T00:00:00 | Requirement | Type | PichedRoof-OSB_2 | 0.07 | ratio | BAMB | BAMB_ElementCommon | 0F27A1F1-620B-2D06-204D-55FAEBB976FE |  | n/a
InstallationWastageRate_A5 | bamb@bre.co.uk | 2018-10-24T00:00:00 | Requirement | Type | PichedRoofCovering-Corrugatedglalvanisedsteelsheet | 0.01 | ratio | BAMB | BAMB_ElementCommon | A94ADFD9-3953-A5B4-7FCB-CE1364F8B7E3 |  | n/a
InstallationWastageRate_A5 | bamb@bre.co.uk | 2018-10-24T00:00:00 | Requirement | Type | FlatRoof-MDF(ref:totem) | 0.07 | ratio | BAMB | BAMB_ElementCommon | E5A79765-0785-D8BA-D13E-4C476B991BA1 |  | n/a
InstallationWastageRate_A5 | bamb@bre.co.uk | 2018-10-24T00:00:00 | Requirement | Type | FlatRoof-OSB | 0.07 | ratio | BAMB | BAMB_ElementCommon | 718F179F-B6CB-3B86-8269-1D3A6E8583DA |  | n/a
InstallationWastageRate_A5 | bamb@bre.co.uk | 2018-10-24T00:00:00 | Requirement | Type | FlatRoof-Cellulose | 0.01 | ratio | BAMB | BAMB_ElementCommon | 7A3E1F95-CDA9-3D0B-1AE2-BC597AF3C11E |  | n/a
InstallationWastageRate_A5 | bamb@bre.co.uk | 2018-10-24T00:00:00 | Requirement | Type | FlatRoof-Membranepro-climat | 0.1 | ratio | BAMB | BAMB_ElementCommon | 1889E828-12CC-297B-9087-91AE476768A8 |  | n/a
InstallationWastageRate_A5 | bamb@bre.co.uk | 2018-10-24T00:00:00 | Requirement | Type | FlatRoof-Raftersintimberfin(softwood) | 0.05 | ratio | BAMB | BAMB_ElementCommon | 6C39BED1-EB3C-F76C-6BF6-B64DC565F1DE |  | n/a
InstallationWastageRate_A5 | bamb@bre.co.uk | 2018-10-24T00:00:00 | Requirement | Type | FlatRoofCovering-EPDM | 0.07 | ratio | BAMB | BAMB_ElementCommon | 32FA1894-A3F5-AFD3-2887-1EDFF8AF660D |  | n/a
InstallationWastageRate_A5 | bamb@bre.co.uk | 2018-10-24T00:00:00 | Requirement | Type | FlatRoof-InternalCeilingFinishes:RockPanel | 0.07 | ratio | BAMB | BAMB_ElementCommon | 6ED4772D-A773-E5CF-3028-ED92FB3F442E |  | n/a
InstallationWastageRate_A5 | bamb@bre.co.uk | 2018-10-24T00:00:00 | Requirement | Type | ExternalWallType1A-RockPanel | 0.07 | ratio | BAMB | BAMB_ElementCommon | 771D6CA8-6EEF-70AD-1351-3AA4905D0104 |  | n/a
InstallationWastageRate_A5 | bamb@bre.co.uk | 2018-10-24T00:00:00 | Requirement | Type | ExternalWallType1A-BatteninSoftWood | 0.05 | ratio | BAMB | BAMB_ElementCommon | C1B60C53-B5C0-C2B7-1AFD-06DD93B2973F |  | n/a
InstallationWastageRate_A5 | bamb@bre.co.uk | 2018-10-24T00:00:00 | Requirement | Type | ExternalWallType1A-Caisson-MDF(outersheet) | 0.07 | ratio | BAMB | BAMB_ElementCommon | 3A97DEA0-10DD-AB14-D9E6-4FCCE0AD7FDE |  | n/a
InstallationWastageRate_A5 | bamb@bre.co.uk | 2018-10-24T00:00:00 | Requirement | Type | ExternalWallType1A-Caisson-OSB(sidesheet) | 0.07 | ratio | BAMB | BAMB_ElementCommon | 054EF156-2B95-A222-69F8-B4F2F9C8872F |  | n/a
InstallationWastageRate_A5 | bamb@bre.co.uk | 2018-10-24T00:00:00 | Requirement | Type | ExternalWallType1A-Caisson-IJoist(Web)OSB | 0.07 | ratio | BAMB | BAMB_ElementCommon | 192A3A0D-A6F9-FCDC-9D7D-D0C75519F743 |  | n/a
InstallationWastageRate_A5 | bamb@bre.co.uk | 2018-10-24T00:00:00 | Requirement | Type | ExternalWallType1A-Caisson-IJoist(flanges) | 0.05 | ratio | BAMB | BAMB_ElementCommon | 2EE2D0C2-7295-6B14-4F8D-B89F32451136 |  | n/a
InstallationWastageRate_A5 | bamb@bre.co.uk | 2018-10-24T00:00:00 | Requirement | Type | ExternalWallType1A-Caisson-Woodwool(againstIJoists) | 0.06 | ratio | BAMB | BAMB_ElementCommon | 73DFF098-E639-CABD-4EFD-745B3C7BFD8F |  | n/a
InstallationWastageRate_A5 | bamb@bre.co.uk | 2018-10-24T00:00:00 | Requirement | Type | ExternalWallType1A-Caisson-OSB(innersheet) | 0.07 | ratio | BAMB | BAMB_ElementCommon | 7431FE14-330D-8091-411D-5A518459AB27 |  | n/a
InstallationWastageRate_A5 | bamb@bre.co.uk | 2018-10-24T00:00:00 | Requirement | Type | ExternalWallType1A-Cellulose | 0.01 | ratio | BAMB | BAMB_ElementCommon | 67FEA11B-D0CC-54C9-822F-C4CE6BF415A0 |  | n/a
InstallationWastageRate_A5 | bamb@bre.co.uk | 2018-10-24T00:00:00 | Requirement | Type | ExternalWallType1B-RockPanel | 0.07 | ratio | BAMB | BAMB_ElementCommon | 05360C56-5BAC-1255-D62A-1C5E8A577CB1 |  | n/a
InstallationWastageRate_A5 | bamb@bre.co.uk | 2018-10-24T00:00:00 | Requirement | Type | ExternalWallType1B-BatteninSoftWood | 0.05 | ratio | BAMB | BAMB_ElementCommon | 9B3BFB0F-8FE7-5AFC-9306-01B2FD44E5DC |  | n/a
InstallationWastageRate_A5 | bamb@bre.co.uk | 2018-10-24T00:00:00 | Requirement | Type | ExternalWallType1B-Caisson-MDF(outersheet) | 0.07 | ratio | BAMB | BAMB_ElementCommon | AEEE2B00-6E1D-AF64-61FA-F36B84B82DA6 |  | n/a
InstallationWastageRate_A5 | bamb@bre.co.uk | 2018-10-24T00:00:00 | Requirement | Type | ExternalWallType1B-Caisson-OSB(sidesheet) | 0.07 | ratio | BAMB | BAMB_ElementCommon | 386234BE-7B49-14C7-1E2B-0B968F58B58F |  | n/a
InstallationWastageRate_A5 | bamb@bre.co.uk | 2018-10-24T00:00:00 | Requirement | Type | ExternalWallType1B-Caisson-IJoist(Web)OSB | 0.07 | ratio | BAMB | BAMB_ElementCommon | 0989289D-0A91-1F21-7AFD-0A104F750D6F |  | n/a
InstallationWastageRate_A5 | bamb@bre.co.uk | 2018-10-24T00:00:00 | Requirement | Type | ExternalWallType1B-Caisson-IJoist(flanges) | 0.05 | ratio | BAMB | BAMB_ElementCommon | 3CC18A20-3721-8A9E-BF16-18431FD8626E |  | n/a
InstallationWastageRate_A5 | bamb@bre.co.uk | 2018-10-24T00:00:00 | Requirement | Type | ExternalWallType1B-Caisson-Woodwool(againstIJoists) | 0.06 | ratio | BAMB | BAMB_ElementCommon | 749B6BD0-ADC3-07D3-C3D4-0D6E18D871B6 |  | n/a
InstallationWastageRate_A5 | bamb@bre.co.uk | 2018-10-24T00:00:00 | Requirement | Type | ExternalWallType1B-Caisson-OSB(innersheet) | 0.07 | ratio | BAMB | BAMB_ElementCommon | B1CEDDAE-A031-036A-5024-BAE0F5ACCC79 |  | n/a
InstallationWastageRate_A5 | bamb@bre.co.uk | 2018-10-24T00:00:00 | Requirement | Type | ExternalWallType1B-Cellulose | 0.01 | ratio | BAMB | BAMB_ElementCommon | 935DD9F1-CE60-806A-F174-E928FABF6606 |  | n/a
InstallationWastageRate_A5 | bamb@bre.co.uk | 2018-10-24T00:00:00 | Requirement | Type | ExternalWallType1B-ClayPlasterFinish | 0.04 | ratio | BAMB | BAMB_ElementCommon | DC822F91-1315-3835-22FB-1F92C5E0725F |  | n/a
InstallationWastageRate_A5 | bamb@bre.co.uk | 2018-10-24T00:00:00 | Requirement | Type | ExternalWallType2-ReclaimedCedarCladding | 0.1 | ratio | BAMB | BAMB_ElementCommon | 33917A04-3DF7-8D46-65B4-2F12BDE5D9C7 |  | n/a
InstallationWastageRate_A5 | bamb@bre.co.uk | 2018-10-24T00:00:00 | Requirement | Type | ExternalWallType2-BatteninSoftWood | 0.05 | ratio | BAMB | BAMB_ElementCommon | 9A8A903F-8B28-24E4-7E2E-0BADC5AE81CD |  | n/a
InstallationWastageRate_A5 | bamb@bre.co.uk | 2018-10-24T00:00:00 | Requirement | Type | ExternalWallType2-Caisson-MDF(outersheet) | 0.07 | ratio | BAMB | BAMB_ElementCommon | FD085153-5DCD-484E-C102-0BFABC485CB6 |  | n/a
InstallationWastageRate_A5 | bamb@bre.co.uk | 2018-10-24T00:00:00 | Requirement | Type | ExternalWallType2-Caisson-OSB(sidesheet) | 0.07 | ratio | BAMB | BAMB_ElementCommon | 27EB03C8-98F0-AA50-CFEE-DD89BBDD1D2E |  | n/a
InstallationWastageRate_A5 | bamb@bre.co.uk | 2018-10-24T00:00:00 | Requirement | Type | ExternalWallType2-Caisson-IJoist(Web)OSB | 0.07 | ratio | BAMB | BAMB_ElementCommon | AE151F49-BAFC-0776-2FED-D794C86BEBD4 |  | n/a
InstallationWastageRate_A5 | bamb@bre.co.uk | 2018-10-24T00:00:00 | Requirement | Type | ExternalWallType2-Caisson-IJoist(flanges) | 0.05 | ratio | BAMB | BAMB_ElementCommon | E09D11C5-0F9C-3B53-186E-3C343D6BF0BC |  | n/a
InstallationWastageRate_A5 | bamb@bre.co.uk | 2018-10-24T00:00:00 | Requirement | Type | ExternalWallType2-Caisson-Woodwool(againstIJoists) | 0.06 | ratio | BAMB | BAMB_ElementCommon | 930DCA47-0ADD-71EE-E021-3E5BC61F5769 |  | n/a
InstallationWastageRate_A5 | bamb@bre.co.uk | 2018-10-24T00:00:00 | Requirement | Type | ExternalWallType2-Caisson-OSB(innersheet) | 0.07 | ratio | BAMB | BAMB_ElementCommon | 81FCB130-0D04-B2DC-8D2F-60E66FDDDCB3 |  | n/a
InstallationWastageRate_A5 | bamb@bre.co.uk | 2018-10-24T00:00:00 | Requirement | Type | ExternalWallType2-Cellulose | 0.01 | ratio | BAMB | BAMB_ElementCommon | 44363DDC-C523-86BC-EF1B-714F1653E6D1 |  | n/a
InstallationWastageRate_A5 | bamb@bre.co.uk | 2018-10-24T00:00:00 | Requirement | Type | ExternalWindows-TimberFrame | 0.05 | ratio | BAMB | BAMB_ElementCommon | F5AE44C2-D410-DBC4-3A0E-67312E6D97C9 |  | n/a
InstallationWastageRate_A5 | bamb@bre.co.uk | 2018-10-24T00:00:00 | Requirement | Type | ExternalWindows-Glazing(doubleglazed,sealedunit) | 0.01 | ratio | BAMB | BAMB_ElementCommon | 5496ACF7-9176-EEFA-2B79-EED34439E475 |  | n/a
InstallationWastageRate_A5 | bamb@bre.co.uk | 2018-10-24T00:00:00 | Requirement | Type | InternalwallsandParitions-ClayPlasterFinish | 0.04 | ratio | BAMB | BAMB_ElementCommon | 49A74892-9A65-E025-61E7-D00B8312F715 |  | n/a
InstallationWastageRate_A5 | bamb@bre.co.uk | 2018-10-24T00:00:00 | Requirement | Type | InternalwallsandParitions-ClayBrick | 0.06 | ratio | BAMB | BAMB_ElementCommon | 4A1E634B-5120-964C-414D-78F6E08FCAEE |  | n/a
InstallationWastageRate_A5 | bamb@bre.co.uk | 2018-10-24T00:00:00 | Requirement | Type | InternalwallsandParitions-MortarforClayBrick | 0.04 | ratio | BAMB | BAMB_ElementCommon | 463CF67C-8C53-1570-A0D9-B75AEBDE2F68 |  | n/a
SiteWaste_Mass | bamb@bre.co.uk | 2018-10-24T00:00:00 | Requirement | Type | Groundfloor-MDF | 0.044507 | tonne | BAMB |  | 7671BCC1-4740-4F78-F785-54B80A3B7C9A |  | n/a
SiteWaste_Mass | bamb@bre.co.uk | 2018-10-24T00:00:00 | Requirement | Type | Groundfloor-TimberJoist(softwood) | 0.016872 | tonne | BAMB |  | 55B165BE-E837-BE2F-7EAE-E665281DFFDA |  | n/a
SiteWaste_Mass | bamb@bre.co.uk | 2018-10-24T00:00:00 | Requirement | Type | Groundfloor-Cork | 0.024624 | tonne | BAMB |  | CDD85179-7869-A368-AAC7-3972FA2571E1 |  | n/a
SiteWaste_Mass | bamb@bre.co.uk | 2018-10-24T00:00:00 | Requirement | Type | Groundfloor-Woodwool | 0.1668 | tonne | BAMB |  | 76872DCF-AA43-1196-8E15-BA504C555BF5 |  | n/a
SiteWaste_Mass | bamb@bre.co.uk | 2018-10-24T00:00:00 | Requirement | Type | Groundfloor-OSB | 0.051852 | tonne | BAMB |  | 1801BB38-A57A-484F-4A25-13FBF59B7311 |  | n/a
SiteWaste_Mass | bamb@bre.co.uk | 2018-10-24T00:00:00 | Requirement | Type | Groundfloor-AcousticPanel:cementboard | 0.046988 | tonne | BAMB |  | 7C6CBEF4-74EB-0C9B-CE27-AF0C514E7423 |  | n/a
SiteWaste_Mass | bamb@bre.co.uk | 2018-10-24T00:00:00 | Requirement | Type | Groundfloor-Floorfinishes:parquet | 0.023442 | tonne | BAMB |  | 8A4F9CAE-7797-362F-8C90-F9EBA710EC59 |  | n/a
SiteWaste_Mass | bamb@bre.co.uk | 2018-10-24T00:00:00 | Requirement | Type | TimberFrame-ExternalColumns:SoftWood | 0.0076324 | tonne | BAMB |  | 3614A2FF-5ED1-CF71-1558-A49865E85290 |  | n/a
SiteWaste_Mass | bamb@bre.co.uk | 2018-10-24T00:00:00 | Requirement | Type | TimberFrame-InternalColumnsType1:SoftWood | 0.0065934 | tonne | BAMB |  | 229B6177-36AB-405B-4731-9424EE068B7E |  | n/a
SiteWaste_Mass | bamb@bre.co.uk | 2018-10-24T00:00:00 | Requirement | Type | TimberFrame-InternalColumnsType2:SoftWood | 0.0043956 | tonne | BAMB |  | 7299348A-BF56-09DF-AE16-E4F348075C6E |  | n/a
SiteWaste_Mass | bamb@bre.co.uk | 2018-10-24T00:00:00 | Requirement | Type | TimberFrame-Beam-Roof:SoftWood | 0.011211 | tonne | BAMB |  | A6FF2F11-CDAE-AFED-4F9C-58E61F6A56FC |  | n/a
SiteWaste_Mass | bamb@bre.co.uk | 2018-10-24T00:00:00 | Requirement | Type | Mezzanine-RockPanel | 0.0079654 | tonne | BAMB |  | EFBACC63-CAD4-0D81-91C3-195C2D765BCB |  | n/a
SiteWaste_Mass | bamb@bre.co.uk | 2018-10-24T00:00:00 | Requirement | Type | Mezzanine-Joist(softwood) | 0.0017902 | tonne | BAMB |  | F56EE34D-86CE-CA10-3CE1-0D029BA8B220 |  | n/a
SiteWaste_Mass | bamb@bre.co.uk | 2018-10-24T00:00:00 | Requirement | Type | Mezzanine-OSB | 0.012263 | tonne | BAMB |  | E0C213AF-AE6B-1722-74C4-8CCFC3B3C28B |  | n/a
SiteWaste_Mass | bamb@bre.co.uk | 2018-10-24T00:00:00 | Requirement | Type | Mezzanine-AcousticPanel:cementboard | 0.011112 | tonne | BAMB |  | 6F6A9462-517F-EF0F-2B1B-5349076CC0DE |  | n/a
SiteWaste_Mass | bamb@bre.co.uk | 2018-10-24T00:00:00 | Requirement | Type | Mezzanine-Floorfinishes:parquet | 0.0055441 | tonne | BAMB |  | 2C3C58F3-348D-3F8A-CC8D-33DBFDCC118B |  | n/a
SiteWaste_Mass | bamb@bre.co.uk | 2018-10-24T00:00:00 | Requirement | Type | PichedRoof-Raftersintimberfin(softwood) | 0.0021395 | tonne | BAMB |  | 999707AC-3935-F514-6104-54FF41788D48 |  | n/a
SiteWaste_Mass | bamb@bre.co.uk | 2018-10-24T00:00:00 | Requirement | Type | PichedRoof-WaterproofMembrane | 0.0072072 | tonne | BAMB |  | 52BA74B8-D2D5-AF57-DA38-C9D89911A32D |  | n/a
SiteWaste_Mass | bamb@bre.co.uk | 2018-10-24T00:00:00 | Requirement | Type | PichedRoof-OSB_1 | 0.023964 | tonne | BAMB |  | E278AFDC-7971-0C24-D832-04DAB2066A8A |  | n/a
SiteWaste_Mass | bamb@bre.co.uk | 2018-10-24T00:00:00 | Requirement | Type | PichedRoof-TimberJoist | 0.0073029 | tonne | BAMB |  | EB222063-B4F4-EAA8-7B28-61EEB92D4EF7 |  | n/a
SiteWaste_Mass | bamb@bre.co.uk | 2018-10-24T00:00:00 | Requirement | Type | PichedRoof-Woodwool | 0.2067 | tonne | BAMB |  | 68FABC18-ADC4-7362-8CB3-694F4D96502D |  | n/a
SiteWaste_Mass | bamb@bre.co.uk | 2018-10-24T00:00:00 | Requirement | Type | PichedRoof-OSB_2 | 0.023964 | tonne | BAMB |  | C79E756B-2945-22E1-8B24-6C7F41A58327 |  | n/a
SiteWaste_Mass | bamb@bre.co.uk | 2018-10-24T00:00:00 | Requirement | Type | PichedRoofCovering-Corrugatedglalvanisedsteelsheet | 0.003564 | tonne | BAMB |  | 1880BCAA-E8F8-08D4-30D1-FA0D6FDA6CF2 |  | n/a
SiteWaste_Mass | bamb@bre.co.uk | 2018-10-24T00:00:00 | Requirement | Type | FlatRoof-MDF(ref:totem) | 0.0056773 | tonne | BAMB |  | DF19B4A1-CA2A-DC6D-AC61-D9BEB5CA82FF |  | n/a
SiteWaste_Mass | bamb@bre.co.uk | 2018-10-24T00:00:00 | Requirement | Type | FlatRoof-OSB | 0.0072155 | tonne | BAMB |  | 3CC744DB-599F-84E7-386F-81A44AE8050D |  | n/a
SiteWaste_Mass | bamb@bre.co.uk | 2018-10-24T00:00:00 | Requirement | Type | FlatRoof-Cellulose | 0.00088776 | tonne | BAMB |  | 291E16CF-FD18-86C1-9FA3-582432D8421D |  | n/a
SiteWaste_Mass | bamb@bre.co.uk | 2018-10-24T00:00:00 | Requirement | Type | FlatRoof-Membranepro-climat | 0.00017125 | tonne | BAMB |  | 38A1BF1D-D0B7-0C96-7646-90CEDF55E620 |  | n/a
SiteWaste_Mass | bamb@bre.co.uk | 2018-10-24T00:00:00 | Requirement | Type | FlatRoof-Raftersintimberfin(softwood) | 7.8741e-05 | tonne | BAMB |  | A2A4700D-3923-0989-7066-CDCEFEFCBCFF |  | n/a
SiteWaste_Mass | bamb@bre.co.uk | 2018-10-24T00:00:00 | Requirement | Type | FlatRoofCovering-EPDM | 0.0011983 | tonne | BAMB |  | C509961E-A904-DA62-22DE-F2734F1A5FA0 |  | n/a
SiteWaste_Mass | bamb@bre.co.uk | 2018-10-24T00:00:00 | Requirement | Type | FlatRoof-InternalCeilingFinishes:RockPanel | 0.0085926 | tonne | BAMB |  | 904E5E5E-8729-B789-218B-1552CEDC2B73 |  | n/a
SiteWaste_Mass | bamb@bre.co.uk | 2018-10-24T00:00:00 | Requirement | Type | ExternalWallType1A-RockPanel | 0.037757 | tonne | BAMB |  | FB73C17B-CF00-CE3D-62AB-F87B4CCF91AB |  | n/a
SiteWaste_Mass | bamb@bre.co.uk | 2018-10-24T00:00:00 | Requirement | Type | ExternalWallType1A-BatteninSoftWood | 0.0050542 | tonne | BAMB |  | 82027DE5-C609-097E-D31C-5E43B9E09489 |  | n/a
SiteWaste_Mass | bamb@bre.co.uk | 2018-10-24T00:00:00 | Requirement | Type | ExternalWallType1A-Caisson-MDF(outersheet) | 0.049894 | tonne | BAMB |  | 6F239F03-04BA-5726-A18F-708D0E6A4AAE |  | n/a
SiteWaste_Mass | bamb@bre.co.uk | 2018-10-24T00:00:00 | Requirement | Type | ExternalWallType1A-Caisson-OSB(sidesheet) | 0.024491 | tonne | BAMB |  | CE020867-6B70-FC57-EE5C-DA0C3E6B26D5 |  | n/a
SiteWaste_Mass | bamb@bre.co.uk | 2018-10-24T00:00:00 | Requirement | Type | ExternalWallType1A-Caisson-IJoist(Web)OSB | 0.0086463 | tonne | BAMB |  | 180A28F4-B577-6C8F-1870-E1A131CF1FB4 |  | n/a
SiteWaste_Mass | bamb@bre.co.uk | 2018-10-24T00:00:00 | Requirement | Type | ExternalWallType1A-Caisson-IJoist(flanges) | 0.0047915 | tonne | BAMB |  | 483036DB-3DD8-496E-4609-9114DF7D28FD |  | n/a
SiteWaste_Mass | bamb@bre.co.uk | 2018-10-24T00:00:00 | Requirement | Type | ExternalWallType1A-Caisson-Woodwool(againstIJoists) | 0.01215 | tonne | BAMB |  | 130B7A5E-3819-DB9A-24CB-F142A0C0D158 |  | n/a
SiteWaste_Mass | bamb@bre.co.uk | 2018-10-24T00:00:00 | Requirement | Type | ExternalWallType1A-Caisson-OSB(innersheet) | 0.058128 | tonne | BAMB |  | 387757D3-376A-B87F-FC07-F1F3A208C257 |  | n/a
SiteWaste_Mass | bamb@bre.co.uk | 2018-10-24T00:00:00 | Requirement | Type | ExternalWallType1A-Cellulose | 0.0053434 | tonne | BAMB |  | 2C318703-CA9C-235B-DBA6-6D71BE4780B6 |  | n/a
SiteWaste_Mass | bamb@bre.co.uk | 2018-10-24T00:00:00 | Requirement | Type | ExternalWallType1B-RockPanel | 0.019506 | tonne | BAMB |  | 8D2AE5A0-7A7E-7D5F-902C-E23F2FD32DFC |  | n/a
SiteWaste_Mass | bamb@bre.co.uk | 2018-10-24T00:00:00 | Requirement | Type | ExternalWallType1B-BatteninSoftWood | 0.002849 | tonne | BAMB |  | EDCCAACA-72DF-D2C8-10B6-57223313E0D6 |  | n/a
SiteWaste_Mass | bamb@bre.co.uk | 2018-10-24T00:00:00 | Requirement | Type | ExternalWallType1B-Caisson-MDF(outersheet) | 0.025776 | tonne | BAMB |  | B675A53F-55D7-924F-B0E0-C1B96635E050 |  | n/a
SiteWaste_Mass | bamb@bre.co.uk | 2018-10-24T00:00:00 | Requirement | Type | ExternalWallType1B-Caisson-OSB(sidesheet) | 0.017205 | tonne | BAMB |  | 07964A33-4C5D-CF09-74D2-100D49315B07 |  | n/a
SiteWaste_Mass | bamb@bre.co.uk | 2018-10-24T00:00:00 | Requirement | Type | ExternalWallType1B-Caisson-IJoist(Web)OSB | 0.0085717 | tonne | BAMB |  | 2B788E8E-259A-8A31-3F1C-C433FE79CAAC |  | n/a
SiteWaste_Mass | bamb@bre.co.uk | 2018-10-24T00:00:00 | Requirement | Type | ExternalWallType1B-Caisson-IJoist(flanges) | 0.003367 | tonne | BAMB |  | F9638EA3-042B-2E89-D40F-E0C3D50FCE84 |  | n/a
SiteWaste_Mass | bamb@bre.co.uk | 2018-10-24T00:00:00 | Requirement | Type | ExternalWallType1B-Caisson-Woodwool(againstIJoists) | 0.00852 | tonne | BAMB |  | 51F18BF9-AB19-12EA-5A8C-23071C3A3497 |  | n/a
SiteWaste_Mass | bamb@bre.co.uk | 2018-10-24T00:00:00 | Requirement | Type | ExternalWallType1B-Caisson-OSB(innersheet) | 0.03003 | tonne | BAMB |  | C76C899F-4039-274E-C970-516488571768 |  | n/a
SiteWaste_Mass | bamb@bre.co.uk | 2018-10-24T00:00:00 | Requirement | Type | ExternalWallType1B-Cellulose | 0.002719 | tonne | BAMB |  | DABB4280-9087-9BC3-D789-54EA09B5839D |  | n/a
SiteWaste_Mass | bamb@bre.co.uk | 2018-10-24T00:00:00 | Requirement | Type | ExternalWallType1B-ClayPlasterFinish | 0.040306 | tonne | BAMB |  | 17BE5DFD-B44D-1D72-D95E-1C6FE9242181 |  | n/a
SiteWaste_Mass | bamb@bre.co.uk | 2018-10-24T00:00:00 | Requirement | Type | ExternalWallType2-ReclaimedCedarCladding | 0.011222 | tonne | BAMB |  | 88ED3399-EC1C-0F03-3D36-1EF0ED6A8568 |  | n/a
SiteWaste_Mass | bamb@bre.co.uk | 2018-10-24T00:00:00 | Requirement | Type | ExternalWallType2-BatteninSoftWood | 0.0035335 | tonne | BAMB |  | D7529514-10C5-0154-8A43-401CCBCBCC51 |  | n/a
SiteWaste_Mass | bamb@bre.co.uk | 2018-10-24T00:00:00 | Requirement | Type | ExternalWallType2-Caisson-MDF(outersheet) | 0.027682 | tonne | BAMB |  | 0A01C4EE-8AF0-F38B-5677-AFEBE4A1C02A |  | n/a
SiteWaste_Mass | bamb@bre.co.uk | 2018-10-24T00:00:00 | Requirement | Type | ExternalWallType2-Caisson-OSB(sidesheet) | 0.021945 | tonne | BAMB |  | E72F50D7-47D8-A960-D2F7-D6E90342A90F |  | n/a
SiteWaste_Mass | bamb@bre.co.uk | 2018-10-24T00:00:00 | Requirement | Type | ExternalWallType2-Caisson-IJoist(Web)OSB | 0.010929 | tonne | BAMB |  | 5AD953ED-8EF8-D27A-7AD4-45805F256DA9 |  | n/a
SiteWaste_Mass | bamb@bre.co.uk | 2018-10-24T00:00:00 | Requirement | Type | ExternalWallType2-Caisson-IJoist(flanges) | 0.0043105 | tonne | BAMB |  | 3567B80D-497C-2E2F-4411-964409719ABD |  | n/a
SiteWaste_Mass | bamb@bre.co.uk | 2018-10-24T00:00:00 | Requirement | Type | ExternalWallType2-Caisson-Woodwool(againstIJoists) | 0.01365 | tonne | BAMB |  | B62ACA38-4F42-571B-8B8E-F30DE8F6C24B |  | n/a
SiteWaste_Mass | bamb@bre.co.uk | 2018-10-24T00:00:00 | Requirement | Type | ExternalWallType2-Caisson-OSB(innersheet) | 0.03225 | tonne | BAMB |  | D9AF297F-E90B-B876-1FBD-4B0CB852F649 |  | n/a
SiteWaste_Mass | bamb@bre.co.uk | 2018-10-24T00:00:00 | Requirement | Type | ExternalWallType2-Cellulose | 0.0027187 | tonne | BAMB |  | 60185420-C34B-36CD-3D6B-9E4F458F6F57 |  | n/a
SiteWaste_Mass | bamb@bre.co.uk | 2018-10-24T00:00:00 | Requirement | Type | ExternalWindows-TimberFrame | 0.001147 | tonne | BAMB |  | CEDACD2A-8AAF-7051-9B5F-CDA3E83F8631 |  | n/a
SiteWaste_Mass | bamb@bre.co.uk | 2018-10-24T00:00:00 | Requirement | Type | ExternalWindows-Glazing(doubleglazed,sealedunit) | 0.002541 | tonne | BAMB |  | 039C87AB-591D-3384-7868-9FA349EB3969 |  | n/a
SiteWaste_Mass | bamb@bre.co.uk | 2018-10-24T00:00:00 | Requirement | Type | InternalwallsandParitions-ClayPlasterFinish | 0.015422 | tonne | BAMB |  | B55ED2ED-E56F-33F2-8FCF-5E7B5DE6A759 |  | n/a
SiteWaste_Mass | bamb@bre.co.uk | 2018-10-24T00:00:00 | Requirement | Type | InternalwallsandParitions-ClayBrick | 0.12091 | tonne | BAMB |  | F73598FC-41A0-E009-38E4-DFABF0ED5405 |  | n/a
SiteWaste_Mass | bamb@bre.co.uk | 2018-10-24T00:00:00 | Requirement | Type | InternalwallsandParitions-MortarforClayBrick | 0.017674 | tonne | BAMB |  | 381A0F83-2473-796D-181E-C69C7DEA61B3 |  | n/a
GWP_B1 | bamb@bre.co.uk | 2018-10-24T00:00:00 | Requirement | Type | Groundfloor-MDF | 0 | kg CO₂ eq. / functional unit | BAMB | BAMB_ClimateChange | 0D222C84-576C-9CF4-7A59-A96E49F8CEA1 |  | n/a
GWP_B1 | bamb@bre.co.uk | 2018-10-24T00:00:00 | Requirement | Type | Groundfloor-TimberJoist(softwood) | 0 | kg CO₂ eq. / functional unit | BAMB | BAMB_ClimateChange | 9D581508-2991-BEB5-EF82-EC7B815DAAFA |  | n/a
GWP_B1 | bamb@bre.co.uk | 2018-10-24T00:00:00 | Requirement | Type | Groundfloor-Cork | 0 | kg CO₂ eq. / functional unit | BAMB | BAMB_ClimateChange | EC2FBC8B-6219-C705-6105-D4AB024AC363 |  | n/a
GWP_B1 | bamb@bre.co.uk | 2018-10-24T00:00:00 | Requirement | Type | Groundfloor-Woodwool | 0 | kg CO₂ eq. / functional unit | BAMB | BAMB_ClimateChange | 0B107179-E252-6A42-1AC4-DF32E94068B2 |  | n/a
GWP_B1 | bamb@bre.co.uk | 2018-10-24T00:00:00 | Requirement | Type | Groundfloor-OSB | 0 | kg CO₂ eq. / functional unit | BAMB | BAMB_ClimateChange | C237BB5C-CA12-3DEA-AD58-F2BDDB7C751A |  | n/a
GWP_B1 | bamb@bre.co.uk | 2018-10-24T00:00:00 | Requirement | Type | Groundfloor-AcousticPanel:cementboard | 0 | kg CO₂ eq. / functional unit | BAMB | BAMB_ClimateChange | 521DE2EE-AFB8-950F-B1B7-1BBE1E92AEED |  | n/a
GWP_B1 | bamb@bre.co.uk | 2018-10-24T00:00:00 | Requirement | Type | Groundfloor-Floorfinishes:parquet | 0 | kg CO₂ eq. / functional unit | BAMB | BAMB_ClimateChange | 1380CA05-4D36-1370-AEF3-93FB54DC2078 |  | n/a
GWP_B1 | bamb@bre.co.uk | 2018-10-24T00:00:00 | Requirement | Type | TimberFrame-ExternalColumns:SoftWood | 0 | kg CO₂ eq. / functional unit | BAMB | BAMB_ClimateChange | A0DD2EB0-5511-1076-897B-2BF7C7A9A8B1 |  | n/a
GWP_B1 | bamb@bre.co.uk | 2018-10-24T00:00:00 | Requirement | Type | TimberFrame-InternalColumnsType1:SoftWood | 0 | kg CO₂ eq. / functional unit | BAMB | BAMB_ClimateChange | BEEDD5AF-D75B-82F3-EAB2-29574B3D1E41 |  | n/a
GWP_B1 | bamb@bre.co.uk | 2018-10-24T00:00:00 | Requirement | Type | TimberFrame-InternalColumnsType2:SoftWood | 0 | kg CO₂ eq. / functional unit | BAMB | BAMB_ClimateChange | 48E6BEE9-4CB3-412B-7667-525014145DAC |  | n/a
GWP_B1 | bamb@bre.co.uk | 2018-10-24T00:00:00 | Requirement | Type | TimberFrame-Beam-Roof:SoftWood | 0 | kg CO₂ eq. / functional unit | BAMB | BAMB_ClimateChange | 12BEF592-D875-9D1D-4A42-26E211A472B0 |  | n/a
GWP_B1 | bamb@bre.co.uk | 2018-10-24T00:00:00 | Requirement | Type | Mezzanine-RockPanel | 0 | kg CO₂ eq. / functional unit | BAMB | BAMB_ClimateChange | B73B6281-EA3D-D0F3-C3A2-F287F06A4B55 |  | n/a
GWP_B1 | bamb@bre.co.uk | 2018-10-24T00:00:00 | Requirement | Type | Mezzanine-Joist(softwood) | 0 | kg CO₂ eq. / functional unit | BAMB | BAMB_ClimateChange | 053A8CE3-9380-F3C5-4B13-E2BE4AB88AFF |  | n/a
GWP_B1 | bamb@bre.co.uk | 2018-10-24T00:00:00 | Requirement | Type | Mezzanine-OSB | 0 | kg CO₂ eq. / functional unit | BAMB | BAMB_ClimateChange | AA3D8EF8-33D6-2770-B0BC-FAD15CEB9934 |  | n/a
GWP_B1 | bamb@bre.co.uk | 2018-10-24T00:00:00 | Requirement | Type | Mezzanine-AcousticPanel:cementboard | 0 | kg CO₂ eq. / functional unit | BAMB | BAMB_ClimateChange | 24FB208A-7800-6847-28B5-0677993CED7C |  | n/a
GWP_B1 | bamb@bre.co.uk | 2018-10-24T00:00:00 | Requirement | Type | Mezzanine-Floorfinishes:parquet | 0 | kg CO₂ eq. / functional unit | BAMB | BAMB_ClimateChange | 0B56A591-E38A-0914-1C59-192015A5A1EF |  | n/a
GWP_B1 | bamb@bre.co.uk | 2018-10-24T00:00:00 | Requirement | Type | PichedRoof-Raftersintimberfin(softwood) | 0 | kg CO₂ eq. / functional unit | BAMB | BAMB_ClimateChange | 2470B2C8-5F08-D286-9D0C-5E0D01C8CC99 |  | n/a
GWP_B1 | bamb@bre.co.uk | 2018-10-24T00:00:00 | Requirement | Type | PichedRoof-WaterproofMembrane | 0 | kg CO₂ eq. / functional unit | BAMB | BAMB_ClimateChange | A5ABA2D9-2746-B118-6BF7-5B906010C34A |  | n/a
GWP_B1 | bamb@bre.co.uk | 2018-10-24T00:00:00 | Requirement | Type | PichedRoof-OSB_1 | 0 | kg CO₂ eq. / functional unit | BAMB | BAMB_ClimateChange | E81451D5-E9CA-6E74-A391-86DFBE200FE8 |  | n/a
GWP_B1 | bamb@bre.co.uk | 2018-10-24T00:00:00 | Requirement | Type | PichedRoof-TimberJoist | 0 | kg CO₂ eq. / functional unit | BAMB | BAMB_ClimateChange | 777EF672-D064-4252-BC67-E3795C9A30EE |  | n/a
GWP_B1 | bamb@bre.co.uk | 2018-10-24T00:00:00 | Requirement | Type | PichedRoof-Woodwool | 0 | kg CO₂ eq. / functional unit | BAMB | BAMB_ClimateChange | 62CF00FD-0955-BE12-D7AC-204A60786A33 |  | n/a
GWP_B1 | bamb@bre.co.uk | 2018-10-24T00:00:00 | Requirement | Type | PichedRoof-OSB_2 | 0 | kg CO₂ eq. / functional unit | BAMB | BAMB_ClimateChange | 508F8745-B622-4597-B12A-396EAB566A27 |  | n/a
GWP_B1 | bamb@bre.co.uk | 2018-10-24T00:00:00 | Requirement | Type | PichedRoofCovering-Corrugatedglalvanisedsteelsheet | 0 | kg CO₂ eq. / functional unit | BAMB | BAMB_ClimateChange | C82548ED-3F76-F6C8-F796-2853C0A159C6 |  | n/a
GWP_B1 | bamb@bre.co.uk | 2018-10-24T00:00:00 | Requirement | Type | FlatRoof-MDF(ref:totem) | 0 | kg CO₂ eq. / functional unit | BAMB | BAMB_ClimateChange | C2BC7EE9-7E6F-7A98-9B6A-2BA8FF1C2681 |  | n/a
GWP_B1 | bamb@bre.co.uk | 2018-10-24T00:00:00 | Requirement | Type | FlatRoof-OSB | 0 | kg CO₂ eq. / functional unit | BAMB | BAMB_ClimateChange | 332A7BE9-43FD-1621-C2B3-8D4BE65435CA |  | n/a
GWP_B1 | bamb@bre.co.uk | 2018-10-24T00:00:00 | Requirement | Type | FlatRoof-Cellulose | 0 | kg CO₂ eq. / functional unit | BAMB | BAMB_ClimateChange | D4ACEA0F-5550-7064-67E3-1789B15D1233 |  | n/a
GWP_B1 | bamb@bre.co.uk | 2018-10-24T00:00:00 | Requirement | Type | FlatRoof-Membranepro-climat | 0 | kg CO₂ eq. / functional unit | BAMB | BAMB_ClimateChange | 0E1EEFB6-8C3A-2633-91A9-2E91A9FD71DD |  | n/a
GWP_B1 | bamb@bre.co.uk | 2018-10-24T00:00:00 | Requirement | Type | FlatRoof-Raftersintimberfin(softwood) | 0 | kg CO₂ eq. / functional unit | BAMB | BAMB_ClimateChange | 72583953-FE56-529E-F78C-EE908CBE697E |  | n/a
GWP_B1 | bamb@bre.co.uk | 2018-10-24T00:00:00 | Requirement | Type | FlatRoofCovering-EPDM | 0 | kg CO₂ eq. / functional unit | BAMB | BAMB_ClimateChange | 23024FA1-414E-E8F2-6485-503EB8801288 |  | n/a
GWP_B1 | bamb@bre.co.uk | 2018-10-24T00:00:00 | Requirement | Type | FlatRoof-InternalCeilingFinishes:RockPanel | 0 | kg CO₂ eq. / functional unit | BAMB | BAMB_ClimateChange | C73F6953-E184-5AB1-256A-D360359D97D0 |  | n/a
GWP_B1 | bamb@bre.co.uk | 2018-10-24T00:00:00 | Requirement | Type | ExternalWallType1A-RockPanel | 0 | kg CO₂ eq. / functional unit | BAMB | BAMB_ClimateChange | 09AA7AC8-B193-E051-4A30-454F1982EE10 |  | n/a
GWP_B1 | bamb@bre.co.uk | 2018-10-24T00:00:00 | Requirement | Type | ExternalWallType1A-BatteninSoftWood | 0 | kg CO₂ eq. / functional unit | BAMB | BAMB_ClimateChange | 4E04F39A-2E5A-AB20-F216-FDF5F4820DE3 |  | n/a
GWP_B1 | bamb@bre.co.uk | 2018-10-24T00:00:00 | Requirement | Type | ExternalWallType1A-Caisson-MDF(outersheet) | 0 | kg CO₂ eq. / functional unit | BAMB | BAMB_ClimateChange | 8685A04B-3872-0758-FC20-BF6A253FD30D |  | n/a
GWP_B1 | bamb@bre.co.uk | 2018-10-24T00:00:00 | Requirement | Type | ExternalWallType1A-Caisson-OSB(sidesheet) | 0 | kg CO₂ eq. / functional unit | BAMB | BAMB_ClimateChange | FC1E2566-8BA9-FEF0-8EFC-69C4A89C36B3 |  | n/a
GWP_B1 | bamb@bre.co.uk | 2018-10-24T00:00:00 | Requirement | Type | ExternalWallType1A-Caisson-IJoist(Web)OSB | 0 | kg CO₂ eq. / functional unit | BAMB | BAMB_ClimateChange | F1A2A060-A30F-6249-09A3-FC018B55E334 |  | n/a
GWP_B1 | bamb@bre.co.uk | 2018-10-24T00:00:00 | Requirement | Type | ExternalWallType1A-Caisson-IJoist(flanges) | 0 | kg CO₂ eq. / functional unit | BAMB | BAMB_ClimateChange | 96594185-D6ED-1FD4-3D25-8ACCDDD6FCE1 |  | n/a
GWP_B1 | bamb@bre.co.uk | 2018-10-24T00:00:00 | Requirement | Type | ExternalWallType1A-Caisson-Woodwool(againstIJoists) | 0 | kg CO₂ eq. / functional unit | BAMB | BAMB_ClimateChange | 4AFC8747-45F0-D94F-7AEA-05E8C1C981DE |  | n/a
GWP_B1 | bamb@bre.co.uk | 2018-10-24T00:00:00 | Requirement | Type | ExternalWallType1A-Caisson-OSB(innersheet) | 0 | kg CO₂ eq. / functional unit | BAMB | BAMB_ClimateChange | 31EB1B99-E240-DE20-03DA-3200A0DFEDE9 |  | n/a
GWP_B1 | bamb@bre.co.uk | 2018-10-24T00:00:00 | Requirement | Type | ExternalWallType1A-Cellulose | 0 | kg CO₂ eq. / functional unit | BAMB | BAMB_ClimateChange | C5198F9F-3C79-ACDF-E720-4000DE30F53D |  | n/a
GWP_B1 | bamb@bre.co.uk | 2018-10-24T00:00:00 | Requirement | Type | ExternalWallType1B-RockPanel | 0 | kg CO₂ eq. / functional unit | BAMB | BAMB_ClimateChange | B31C651D-DD64-21A9-78E6-2688C0358C5C |  | n/a
GWP_B1 | bamb@bre.co.uk | 2018-10-24T00:00:00 | Requirement | Type | ExternalWallType1B-BatteninSoftWood | 0 | kg CO₂ eq. / functional unit | BAMB | BAMB_ClimateChange | 40264ADC-0E37-FD2B-03EE-5CB54E55A144 |  | n/a
GWP_B1 | bamb@bre.co.uk | 2018-10-24T00:00:00 | Requirement | Type | ExternalWallType1B-Caisson-MDF(outersheet) | 0 | kg CO₂ eq. / functional unit | BAMB | BAMB_ClimateChange | 33466042-3430-E2E9-A2A7-68FE11E55599 |  | n/a
GWP_B1 | bamb@bre.co.uk | 2018-10-24T00:00:00 | Requirement | Type | ExternalWallType1B-Caisson-OSB(sidesheet) | 0 | kg CO₂ eq. / functional unit | BAMB | BAMB_ClimateChange | B4E954A5-9C08-E978-58CF-52D4896CF54D |  | n/a
GWP_B1 | bamb@bre.co.uk | 2018-10-24T00:00:00 | Requirement | Type | ExternalWallType1B-Caisson-IJoist(Web)OSB | 0 | kg CO₂ eq. / functional unit | BAMB | BAMB_ClimateChange | 59706CD8-7AEF-031B-1487-7ABF765FFA02 |  | n/a
GWP_B1 | bamb@bre.co.uk | 2018-10-24T00:00:00 | Requirement | Type | ExternalWallType1B-Caisson-IJoist(flanges) | 0 | kg CO₂ eq. / functional unit | BAMB | BAMB_ClimateChange | BF1580CA-898E-E08A-BB84-1A03686CFF86 |  | n/a
GWP_B1 | bamb@bre.co.uk | 2018-10-24T00:00:00 | Requirement | Type | ExternalWallType1B-Caisson-Woodwool(againstIJoists) | 0 | kg CO₂ eq. / functional unit | BAMB | BAMB_ClimateChange | 1293A412-74F1-F3B4-3FE7-4A61027974BF |  | n/a
GWP_B1 | bamb@bre.co.uk | 2018-10-24T00:00:00 | Requirement | Type | ExternalWallType1B-Caisson-OSB(innersheet) | 0 | kg CO₂ eq. / functional unit | BAMB | BAMB_ClimateChange | EFA111C6-B3B7-3C80-905B-5440544D6219 |  | n/a
GWP_B1 | bamb@bre.co.uk | 2018-10-24T00:00:00 | Requirement | Type | ExternalWallType1B-Cellulose | 0 | kg CO₂ eq. / functional unit | BAMB | BAMB_ClimateChange | 3DD17F11-11BE-C88A-9472-7828AA42C049 |  | n/a
GWP_B1 | bamb@bre.co.uk | 2018-10-24T00:00:00 | Requirement | Type | ExternalWallType1B-ClayPlasterFinish | -46.332 | kg CO₂ eq. / functional unit | BAMB | BAMB_ClimateChange | 2D34B698-DA71-BE3A-528D-197E378E235D |  | n/a
GWP_B1 | bamb@bre.co.uk | 2018-10-24T00:00:00 | Requirement | Type | ExternalWallType2-ReclaimedCedarCladding | 0 | kg CO₂ eq. / functional unit | BAMB | BAMB_ClimateChange | 004AEF04-B6F7-143E-D47B-2F1F570032A3 |  | n/a
GWP_B1 | bamb@bre.co.uk | 2018-10-24T00:00:00 | Requirement | Type | ExternalWallType2-BatteninSoftWood | 0 | kg CO₂ eq. / functional unit | BAMB | BAMB_ClimateChange | 695FDFD1-D485-BAA6-A79A-9ACBED180E8E |  | n/a
GWP_B1 | bamb@bre.co.uk | 2018-10-24T00:00:00 | Requirement | Type | ExternalWallType2-Caisson-MDF(outersheet) | 0 | kg CO₂ eq. / functional unit | BAMB | BAMB_ClimateChange | B99FA978-E34B-5017-0CB3-534B17F0C811 |  | n/a
GWP_B1 | bamb@bre.co.uk | 2018-10-24T00:00:00 | Requirement | Type | ExternalWallType2-Caisson-OSB(sidesheet) | 0 | kg CO₂ eq. / functional unit | BAMB | BAMB_ClimateChange | D6C7E2B3-AD0B-5BC6-F308-8AF550843847 |  | n/a
GWP_B1 | bamb@bre.co.uk | 2018-10-24T00:00:00 | Requirement | Type | ExternalWallType2-Caisson-IJoist(Web)OSB | 0 | kg CO₂ eq. / functional unit | BAMB | BAMB_ClimateChange | C90A63FE-BE66-FD7C-5A11-5FA997C145E2 |  | n/a
GWP_B1 | bamb@bre.co.uk | 2018-10-24T00:00:00 | Requirement | Type | ExternalWallType2-Caisson-IJoist(flanges) | 0 | kg CO₂ eq. / functional unit | BAMB | BAMB_ClimateChange | F95DB806-B6AD-CC83-8CDC-162EF0C85F0A |  | n/a
GWP_B1 | bamb@bre.co.uk | 2018-10-24T00:00:00 | Requirement | Type | ExternalWallType2-Caisson-Woodwool(againstIJoists) | 0 | kg CO₂ eq. / functional unit | BAMB | BAMB_ClimateChange | B85853BA-5C15-171E-001E-AAFD99ED5847 |  | n/a
GWP_B1 | bamb@bre.co.uk | 2018-10-24T00:00:00 | Requirement | Type | ExternalWallType2-Caisson-OSB(innersheet) | 0 | kg CO₂ eq. / functional unit | BAMB | BAMB_ClimateChange | 5B11C09D-8151-1F65-3C81-C444506C5424 |  | n/a
GWP_B1 | bamb@bre.co.uk | 2018-10-24T00:00:00 | Requirement | Type | ExternalWallType2-Cellulose | 0 | kg CO₂ eq. / functional unit | BAMB | BAMB_ClimateChange | 8B7C7B41-A9E7-CF50-81F4-1C59163EA134 |  | n/a
GWP_B1 | bamb@bre.co.uk | 2018-10-24T00:00:00 | Requirement | Type | ExternalWindows-TimberFrame | 0 | kg CO₂ eq. / functional unit | BAMB | BAMB_ClimateChange | 9D49D91B-4096-7B82-4AB5-D5F9118DDB3D |  | n/a
GWP_B1 | bamb@bre.co.uk | 2018-10-24T00:00:00 | Requirement | Type | ExternalWindows-Glazing(doubleglazed,sealedunit) | 0 | kg CO₂ eq. / functional unit | BAMB | BAMB_ClimateChange | 230432B0-933A-DC7C-109C-D83A9CAF3E04 |  | n/a
GWP_B1 | bamb@bre.co.uk | 2018-10-24T00:00:00 | Requirement | Type | InternalwallsandParitions-ClayPlasterFinish | -46.332 | kg CO₂ eq. / functional unit | BAMB | BAMB_ClimateChange | 16F60F85-D55B-A497-C191-80507841BC22 |  | n/a
GWP_B1 | bamb@bre.co.uk | 2018-10-24T00:00:00 | Requirement | Type | InternalwallsandParitions-ClayBrick | 0 | kg CO₂ eq. / functional unit | BAMB | BAMB_ClimateChange | 60A0716C-F121-CB92-C6F8-CA5EB4BD6C80 |  | n/a
GWP_B1 | bamb@bre.co.uk | 2018-10-24T00:00:00 | Requirement | Type | InternalwallsandParitions-MortarforClayBrick | -46.332 | kg CO₂ eq. / functional unit | BAMB | BAMB_ClimateChange | 9B7B5CF0-89BE-C384-3290-63F59CAB67D5 |  | n/a
GWP_B2 | bamb@bre.co.uk | 2018-10-24T00:00:00 | Requirement | Type | Groundfloor-MDF | 0 | kg CO₂ eq. / functional unit | BAMB | BAMB_ClimateChange | 5F2A7E09-B3B9-8D7A-9A3D-0A3CB3EB3799 |  | n/a
GWP_B2 | bamb@bre.co.uk | 2018-10-24T00:00:00 | Requirement | Type | Groundfloor-TimberJoist(softwood) | 0 | kg CO₂ eq. / functional unit | BAMB | BAMB_ClimateChange | 74415541-9D22-22B9-E75A-57852FE617D7 |  | n/a
GWP_B2 | bamb@bre.co.uk | 2018-10-24T00:00:00 | Requirement | Type | Groundfloor-Cork | 0 | kg CO₂ eq. / functional unit | BAMB | BAMB_ClimateChange | A0FF4AB6-BD3B-E41A-79C4-828864CEB569 |  | n/a
GWP_B2 | bamb@bre.co.uk | 2018-10-24T00:00:00 | Requirement | Type | Groundfloor-Woodwool | 0 | kg CO₂ eq. / functional unit | BAMB | BAMB_ClimateChange | 5EAE06ED-6EF3-420A-FCE8-6EAE2279131E |  | n/a
GWP_B2 | bamb@bre.co.uk | 2018-10-24T00:00:00 | Requirement | Type | Groundfloor-OSB | 0 | kg CO₂ eq. / functional unit | BAMB | BAMB_ClimateChange | D761E420-2F96-7080-1F7C-20EE18929D3D |  | n/a
GWP_B2 | bamb@bre.co.uk | 2018-10-24T00:00:00 | Requirement | Type | Groundfloor-AcousticPanel:cementboard | 0 | kg CO₂ eq. / functional unit | BAMB | BAMB_ClimateChange | BA0D2C00-8A94-938C-429C-F70165C7BACD |  | n/a
GWP_B2 | bamb@bre.co.uk | 2018-10-24T00:00:00 | Requirement | Type | Groundfloor-Floorfinishes:parquet | 0 | kg CO₂ eq. / functional unit | BAMB | BAMB_ClimateChange | 60653D1F-9F09-279C-C4F6-87770602F72A |  | n/a
GWP_B2 | bamb@bre.co.uk | 2018-10-24T00:00:00 | Requirement | Type | TimberFrame-ExternalColumns:SoftWood | 0 | kg CO₂ eq. / functional unit | BAMB | BAMB_ClimateChange | A79160B1-511D-0D6C-7453-8B6AC21143ED |  | n/a
GWP_B2 | bamb@bre.co.uk | 2018-10-24T00:00:00 | Requirement | Type | TimberFrame-InternalColumnsType1:SoftWood | 0 | kg CO₂ eq. / functional unit | BAMB | BAMB_ClimateChange | E434D643-9ADB-2130-C9ED-E5E373921BCA |  | n/a
GWP_B2 | bamb@bre.co.uk | 2018-10-24T00:00:00 | Requirement | Type | TimberFrame-InternalColumnsType2:SoftWood | 0 | kg CO₂ eq. / functional unit | BAMB | BAMB_ClimateChange | 24F54D62-E62E-30F1-7B2F-71056329ABC6 |  | n/a
GWP_B2 | bamb@bre.co.uk | 2018-10-24T00:00:00 | Requirement | Type | TimberFrame-Beam-Roof:SoftWood | 0 | kg CO₂ eq. / functional unit | BAMB | BAMB_ClimateChange | B0C8DFD3-A885-4274-3C0C-70D4341D2D2D |  | n/a
GWP_B2 | bamb@bre.co.uk | 2018-10-24T00:00:00 | Requirement | Type | Mezzanine-RockPanel | 0 | kg CO₂ eq. / functional unit | BAMB | BAMB_ClimateChange | 630097B4-678C-80A6-B85A-A5CAF3DE3427 |  | n/a
GWP_B2 | bamb@bre.co.uk | 2018-10-24T00:00:00 | Requirement | Type | Mezzanine-Joist(softwood) | 0 | kg CO₂ eq. / functional unit | BAMB | BAMB_ClimateChange | 440F14CC-49B3-8E07-6C89-FA2487598DC8 |  | n/a
GWP_B2 | bamb@bre.co.uk | 2018-10-24T00:00:00 | Requirement | Type | Mezzanine-OSB | 0 | kg CO₂ eq. / functional unit | BAMB | BAMB_ClimateChange | 35B2FCC6-E462-387E-B201-511871145CC2 |  | n/a
GWP_B2 | bamb@bre.co.uk | 2018-10-24T00:00:00 | Requirement | Type | Mezzanine-AcousticPanel:cementboard | 0 | kg CO₂ eq. / functional unit | BAMB | BAMB_ClimateChange | 9DDCBFCE-C420-8142-6DD7-8244ECAE25BA |  | n/a
GWP_B2 | bamb@bre.co.uk | 2018-10-24T00:00:00 | Requirement | Type | Mezzanine-Floorfinishes:parquet | 0 | kg CO₂ eq. / functional unit | BAMB | BAMB_ClimateChange | 1C5B7255-94EE-E385-2883-D3E8E85A4EBA |  | n/a
GWP_B2 | bamb@bre.co.uk | 2018-10-24T00:00:00 | Requirement | Type | PichedRoof-Raftersintimberfin(softwood) | 0 | kg CO₂ eq. / functional unit | BAMB | BAMB_ClimateChange | C0673D29-0F6E-C52F-6F46-F2C2FD4E262B |  | n/a
GWP_B2 | bamb@bre.co.uk | 2018-10-24T00:00:00 | Requirement | Type | PichedRoof-WaterproofMembrane | 0 | kg CO₂ eq. / functional unit | BAMB | BAMB_ClimateChange | 69154417-AA60-4705-3E4F-D1880562BF96 |  | n/a
GWP_B2 | bamb@bre.co.uk | 2018-10-24T00:00:00 | Requirement | Type | PichedRoof-OSB_1 | 0 | kg CO₂ eq. / functional unit | BAMB | BAMB_ClimateChange | 591774BE-96A5-30B6-EBD3-B8A7484F4079 |  | n/a
GWP_B2 | bamb@bre.co.uk | 2018-10-24T00:00:00 | Requirement | Type | PichedRoof-TimberJoist | 0 | kg CO₂ eq. / functional unit | BAMB | BAMB_ClimateChange | E0C84BFD-CE2A-13FE-186B-AD182643F81F |  | n/a
GWP_B2 | bamb@bre.co.uk | 2018-10-24T00:00:00 | Requirement | Type | PichedRoof-Woodwool | 0 | kg CO₂ eq. / functional unit | BAMB | BAMB_ClimateChange | 8759E32C-609A-EB03-F03B-91C33E8E8C36 |  | n/a
GWP_B2 | bamb@bre.co.uk | 2018-10-24T00:00:00 | Requirement | Type | PichedRoof-OSB_2 | 0 | kg CO₂ eq. / functional unit | BAMB | BAMB_ClimateChange | BA427116-59CC-631F-5F39-4E7CE1698652 |  | n/a
GWP_B2 | bamb@bre.co.uk | 2018-10-24T00:00:00 | Requirement | Type | PichedRoofCovering-Corrugatedglalvanisedsteelsheet | 0 | kg CO₂ eq. / functional unit | BAMB | BAMB_ClimateChange | 81AE245B-62BE-27B3-869D-A1D192B959A0 |  | n/a
GWP_B2 | bamb@bre.co.uk | 2018-10-24T00:00:00 | Requirement | Type | FlatRoof-MDF(ref:totem) | 0 | kg CO₂ eq. / functional unit | BAMB | BAMB_ClimateChange | 94D325D3-8325-8EF2-22B7-424A4E2CB85B |  | n/a
GWP_B2 | bamb@bre.co.uk | 2018-10-24T00:00:00 | Requirement | Type | FlatRoof-OSB | 0 | kg CO₂ eq. / functional unit | BAMB | BAMB_ClimateChange | ACA65300-633A-64F8-43F7-A123325A80E7 |  | n/a
GWP_B2 | bamb@bre.co.uk | 2018-10-24T00:00:00 | Requirement | Type | FlatRoof-Cellulose | 0 | kg CO₂ eq. / functional unit | BAMB | BAMB_ClimateChange | 00B29E94-E47F-DC0D-4FB7-BA0BF9DB9313 |  | n/a
GWP_B2 | bamb@bre.co.uk | 2018-10-24T00:00:00 | Requirement | Type | FlatRoof-Membranepro-climat | 0 | kg CO₂ eq. / functional unit | BAMB | BAMB_ClimateChange | C07D1B20-BD70-DA55-54D1-A1D52F3E3123 |  | n/a
GWP_B2 | bamb@bre.co.uk | 2018-10-24T00:00:00 | Requirement | Type | FlatRoof-Raftersintimberfin(softwood) | 0 | kg CO₂ eq. / functional unit | BAMB | BAMB_ClimateChange | C8D1EC13-9CED-575C-95A9-77C2E3D8E3A1 |  | n/a
GWP_B2 | bamb@bre.co.uk | 2018-10-24T00:00:00 | Requirement | Type | FlatRoofCovering-EPDM | 0 | kg CO₂ eq. / functional unit | BAMB | BAMB_ClimateChange | 51942A91-AC57-0FF8-B586-62B1C01507C5 |  | n/a
GWP_B2 | bamb@bre.co.uk | 2018-10-24T00:00:00 | Requirement | Type | FlatRoof-InternalCeilingFinishes:RockPanel | 0 | kg CO₂ eq. / functional unit | BAMB | BAMB_ClimateChange | E36B3D9C-009E-599E-8FE9-EA00853D308C |  | n/a
GWP_B2 | bamb@bre.co.uk | 2018-10-24T00:00:00 | Requirement | Type | ExternalWallType1A-RockPanel | 0 | kg CO₂ eq. / functional unit | BAMB | BAMB_ClimateChange | E5327BD4-4B36-86E8-47EE-EEBDA69356FC |  | n/a
GWP_B2 | bamb@bre.co.uk | 2018-10-24T00:00:00 | Requirement | Type | ExternalWallType1A-BatteninSoftWood | 0 | kg CO₂ eq. / functional unit | BAMB | BAMB_ClimateChange | CE8CF3B3-64D9-FA3C-DFB4-A4B3A51F8538 |  | n/a
GWP_B2 | bamb@bre.co.uk | 2018-10-24T00:00:00 | Requirement | Type | ExternalWallType1A-Caisson-MDF(outersheet) | 0 | kg CO₂ eq. / functional unit | BAMB | BAMB_ClimateChange | 99242DC7-70BC-717F-9322-4FEBF48D6DA6 |  | n/a
GWP_B2 | bamb@bre.co.uk | 2018-10-24T00:00:00 | Requirement | Type | ExternalWallType1A-Caisson-OSB(sidesheet) | 0 | kg CO₂ eq. / functional unit | BAMB | BAMB_ClimateChange | 0DE6D73F-9336-7351-5B68-CEF0E6EE6B3B |  | n/a
GWP_B2 | bamb@bre.co.uk | 2018-10-24T00:00:00 | Requirement | Type | ExternalWallType1A-Caisson-IJoist(Web)OSB | 0 | kg CO₂ eq. / functional unit | BAMB | BAMB_ClimateChange | 2975D976-B8C7-E131-6BC6-3FFD07FBB5BF |  | n/a
GWP_B2 | bamb@bre.co.uk | 2018-10-24T00:00:00 | Requirement | Type | ExternalWallType1A-Caisson-IJoist(flanges) | 0 | kg CO₂ eq. / functional unit | BAMB | BAMB_ClimateChange | 5641B409-DE86-359E-9244-0F8D2258A301 |  | n/a
GWP_B2 | bamb@bre.co.uk | 2018-10-24T00:00:00 | Requirement | Type | ExternalWallType1A-Caisson-Woodwool(againstIJoists) | 0 | kg CO₂ eq. / functional unit | BAMB | BAMB_ClimateChange | A683EFEA-C18F-5A14-41AF-171A9504B603 |  | n/a
GWP_B2 | bamb@bre.co.uk | 2018-10-24T00:00:00 | Requirement | Type | ExternalWallType1A-Caisson-OSB(innersheet) | 0 | kg CO₂ eq. / functional unit | BAMB | BAMB_ClimateChange | E655522C-BE82-A638-444C-5E82B4186B45 |  | n/a
GWP_B2 | bamb@bre.co.uk | 2018-10-24T00:00:00 | Requirement | Type | ExternalWallType1A-Cellulose | 0 | kg CO₂ eq. / functional unit | BAMB | BAMB_ClimateChange | A0FDE4A3-32E5-3410-C4CA-2B75392BB549 |  | n/a
GWP_B2 | bamb@bre.co.uk | 2018-10-24T00:00:00 | Requirement | Type | ExternalWallType1B-RockPanel | 0 | kg CO₂ eq. / functional unit | BAMB | BAMB_ClimateChange | 68FB6962-3514-1D5D-AB5D-2604318B0BAA |  | n/a
GWP_B2 | bamb@bre.co.uk | 2018-10-24T00:00:00 | Requirement | Type | ExternalWallType1B-BatteninSoftWood | 0 | kg CO₂ eq. / functional unit | BAMB | BAMB_ClimateChange | 32EB8327-3F6D-F8C6-1126-80D3F7562C52 |  | n/a
GWP_B2 | bamb@bre.co.uk | 2018-10-24T00:00:00 | Requirement | Type | ExternalWallType1B-Caisson-MDF(outersheet) | 0 | kg CO₂ eq. / functional unit | BAMB | BAMB_ClimateChange | 14433C26-7691-B1DA-A005-2292683B35FA |  | n/a
GWP_B2 | bamb@bre.co.uk | 2018-10-24T00:00:00 | Requirement | Type | ExternalWallType1B-Caisson-OSB(sidesheet) | 0 | kg CO₂ eq. / functional unit | BAMB | BAMB_ClimateChange | 991A087D-8018-61AF-9D47-9E7EF79B026F |  | n/a
GWP_B2 | bamb@bre.co.uk | 2018-10-24T00:00:00 | Requirement | Type | ExternalWallType1B-Caisson-IJoist(Web)OSB | 0 | kg CO₂ eq. / functional unit | BAMB | BAMB_ClimateChange | F90A9749-15EE-A294-9716-A46F210266C9 |  | n/a
GWP_B2 | bamb@bre.co.uk | 2018-10-24T00:00:00 | Requirement | Type | ExternalWallType1B-Caisson-IJoist(flanges) | 0 | kg CO₂ eq. / functional unit | BAMB | BAMB_ClimateChange | 8D08FB1F-C137-46C9-A74E-E500C8DE0671 |  | n/a
GWP_B2 | bamb@bre.co.uk | 2018-10-24T00:00:00 | Requirement | Type | ExternalWallType1B-Caisson-Woodwool(againstIJoists) | 0 | kg CO₂ eq. / functional unit | BAMB | BAMB_ClimateChange | 48C3FCA2-7E25-C2A0-4A4A-F08EA7D0F8B7 |  | n/a
GWP_B2 | bamb@bre.co.uk | 2018-10-24T00:00:00 | Requirement | Type | ExternalWallType1B-Caisson-OSB(innersheet) | 0 | kg CO₂ eq. / functional unit | BAMB | BAMB_ClimateChange | 47C8BAAF-BB8C-1AA8-5A9C-0A28F5DA133E |  | n/a
GWP_B2 | bamb@bre.co.uk | 2018-10-24T00:00:00 | Requirement | Type | ExternalWallType1B-Cellulose | 0 | kg CO₂ eq. / functional unit | BAMB | BAMB_ClimateChange | A0C89B89-2BE2-278F-F958-82A7B6A4EDDD |  | n/a
GWP_B2 | bamb@bre.co.uk | 2018-10-24T00:00:00 | Requirement | Type | ExternalWallType1B-ClayPlasterFinish | 0 | kg CO₂ eq. / functional unit | BAMB | BAMB_ClimateChange | 84AB262D-FBD1-43B8-0FF6-757A83BCB70E |  | n/a
GWP_B2 | bamb@bre.co.uk | 2018-10-24T00:00:00 | Requirement | Type | ExternalWallType2-ReclaimedCedarCladding | 0 | kg CO₂ eq. / functional unit | BAMB | BAMB_ClimateChange | 67004344-FB25-3BE3-3C62-8748233293B8 |  | n/a
GWP_B2 | bamb@bre.co.uk | 2018-10-24T00:00:00 | Requirement | Type | ExternalWallType2-BatteninSoftWood | 0 | kg CO₂ eq. / functional unit | BAMB | BAMB_ClimateChange | 9A001F4A-5E83-6508-117A-0D00312156DE |  | n/a
GWP_B2 | bamb@bre.co.uk | 2018-10-24T00:00:00 | Requirement | Type | ExternalWallType2-Caisson-MDF(outersheet) | 0 | kg CO₂ eq. / functional unit | BAMB | BAMB_ClimateChange | F13EAEA2-D5E2-9197-18C5-1E0CC382A9B4 |  | n/a
GWP_B2 | bamb@bre.co.uk | 2018-10-24T00:00:00 | Requirement | Type | ExternalWallType2-Caisson-OSB(sidesheet) | 0 | kg CO₂ eq. / functional unit | BAMB | BAMB_ClimateChange | E0FCC7ED-4A5D-B956-B7B9-D8A606DD5E2C |  | n/a
GWP_B2 | bamb@bre.co.uk | 2018-10-24T00:00:00 | Requirement | Type | ExternalWallType2-Caisson-IJoist(Web)OSB | 0 | kg CO₂ eq. / functional unit | BAMB | BAMB_ClimateChange | 931FBBB3-B69B-CE2C-5814-AFA743468308 |  | n/a
GWP_B2 | bamb@bre.co.uk | 2018-10-24T00:00:00 | Requirement | Type | ExternalWallType2-Caisson-IJoist(flanges) | 0 | kg CO₂ eq. / functional unit | BAMB | BAMB_ClimateChange | D2BF208E-F6D2-5935-0F37-F8CD45399F6C |  | n/a
GWP_B2 | bamb@bre.co.uk | 2018-10-24T00:00:00 | Requirement | Type | ExternalWallType2-Caisson-Woodwool(againstIJoists) | 0 | kg CO₂ eq. / functional unit | BAMB | BAMB_ClimateChange | 69E34021-E99C-1A97-0539-301A2447E1E5 |  | n/a
GWP_B2 | bamb@bre.co.uk | 2018-10-24T00:00:00 | Requirement | Type | ExternalWallType2-Caisson-OSB(innersheet) | 0 | kg CO₂ eq. / functional unit | BAMB | BAMB_ClimateChange | A082A5AE-BF2C-31B4-5D3F-7E35835AA3CB |  | n/a
GWP_B2 | bamb@bre.co.uk | 2018-10-24T00:00:00 | Requirement | Type | ExternalWallType2-Cellulose | 0 | kg CO₂ eq. / functional unit | BAMB | BAMB_ClimateChange | CC1525AA-A78D-7536-24C4-D6FB9438EB70 |  | n/a
GWP_B2 | bamb@bre.co.uk | 2018-10-24T00:00:00 | Requirement | Type | ExternalWindows-TimberFrame | 0 | kg CO₂ eq. / functional unit | BAMB | BAMB_ClimateChange | 2E6BB463-078C-2E52-6D70-44C9EC797FEC |  | n/a
GWP_B2 | bamb@bre.co.uk | 2018-10-24T00:00:00 | Requirement | Type | ExternalWindows-Glazing(doubleglazed,sealedunit) | 0 | kg CO₂ eq. / functional unit | BAMB | BAMB_ClimateChange | 445EFA14-EA9D-4DC9-6ECE-961A8C540501 |  | n/a
GWP_B2 | bamb@bre.co.uk | 2018-10-24T00:00:00 | Requirement | Type | InternalwallsandParitions-ClayPlasterFinish | 0 | kg CO₂ eq. / functional unit | BAMB | BAMB_ClimateChange | 8A2CADC6-BE41-2D1F-A903-22518AA1260B |  | n/a
GWP_B2 | bamb@bre.co.uk | 2018-10-24T00:00:00 | Requirement | Type | InternalwallsandParitions-ClayBrick | 0 | kg CO₂ eq. / functional unit | BAMB | BAMB_ClimateChange | BD430E10-D14E-F517-88F8-66CF6B951EA7 |  | n/a
GWP_B2 | bamb@bre.co.uk | 2018-10-24T00:00:00 | Requirement | Type | InternalwallsandParitions-MortarforClayBrick | 0 | kg CO₂ eq. / functional unit | BAMB | BAMB_ClimateChange | B8844F96-E827-B734-14E9-4F8A54278BA5 |  | n/a
RestorationRate_B2 | bamb@bre.co.uk | 2018-10-24T00:00:00 | Requirement | Type | Groundfloor-MDF | 1 | ratio | BAMB | BAMB_ElementCommon | AF0D4FEF-7554-250F-D7F4-890C26BB0261 |  | n/a
RestorationRate_B2 | bamb@bre.co.uk | 2018-10-24T00:00:00 | Requirement | Type | Groundfloor-TimberJoist(softwood) | 1 | ratio | BAMB | BAMB_ElementCommon | 6115BADC-A4A2-9D56-F2C5-75ABCA83D035 |  | n/a
RestorationRate_B2 | bamb@bre.co.uk | 2018-10-24T00:00:00 | Requirement | Type | Groundfloor-Cork | 1 | ratio | BAMB | BAMB_ElementCommon | D3C3A795-F4E0-5F92-6450-960891A2E046 |  | n/a
RestorationRate_B2 | bamb@bre.co.uk | 2018-10-24T00:00:00 | Requirement | Type | Groundfloor-Woodwool | 1 | ratio | BAMB | BAMB_ElementCommon | 02E8F91D-FA8F-166D-F032-D1F5AB0EE18B |  | n/a
RestorationRate_B2 | bamb@bre.co.uk | 2018-10-24T00:00:00 | Requirement | Type | Groundfloor-OSB | 1 | ratio | BAMB | BAMB_ElementCommon | 4099AE4F-BA0C-94A2-75C4-9394B4B3C874 |  | n/a
RestorationRate_B2 | bamb@bre.co.uk | 2018-10-24T00:00:00 | Requirement | Type | Groundfloor-AcousticPanel:cementboard | 1 | ratio | BAMB | BAMB_ElementCommon | 86AD2A5A-7F24-BC72-4A97-708D95D0E59A |  | n/a
RestorationRate_B2 | bamb@bre.co.uk | 2018-10-24T00:00:00 | Requirement | Type | Groundfloor-Floorfinishes:parquet | 1 | ratio | BAMB | BAMB_ElementCommon | 8B1828AC-EFD0-1D75-1301-19659A281C36 |  | n/a
RestorationRate_B2 | bamb@bre.co.uk | 2018-10-24T00:00:00 | Requirement | Type | TimberFrame-ExternalColumns:SoftWood | 1 | ratio | BAMB | BAMB_ElementCommon | F02E9F56-226C-C2B3-2067-AD8DB48E859D |  | n/a
RestorationRate_B2 | bamb@bre.co.uk | 2018-10-24T00:00:00 | Requirement | Type | TimberFrame-InternalColumnsType1:SoftWood | 1 | ratio | BAMB | BAMB_ElementCommon | 8FB080DE-C2F7-93D9-820D-0A7F3CC29C42 |  | n/a
RestorationRate_B2 | bamb@bre.co.uk | 2018-10-24T00:00:00 | Requirement | Type | TimberFrame-InternalColumnsType2:SoftWood | 1 | ratio | BAMB | BAMB_ElementCommon | F476C646-6E09-AD9C-20F3-AC3D018F8ACC |  | n/a
RestorationRate_B2 | bamb@bre.co.uk | 2018-10-24T00:00:00 | Requirement | Type | TimberFrame-Beam-Roof:SoftWood | 1 | ratio | BAMB | BAMB_ElementCommon | 19190AA3-94DF-A50C-B5CC-6374ECAA8596 |  | n/a
RestorationRate_B2 | bamb@bre.co.uk | 2018-10-24T00:00:00 | Requirement | Type | Mezzanine-RockPanel | 1 | ratio | BAMB | BAMB_ElementCommon | 48C46FD5-FE7F-94ED-B743-2821F3B68501 |  | n/a
RestorationRate_B2 | bamb@bre.co.uk | 2018-10-24T00:00:00 | Requirement | Type | Mezzanine-Joist(softwood) | 1 | ratio | BAMB | BAMB_ElementCommon | 468AC4C7-1B3C-50D5-087E-A7B7B6CC850A |  | n/a
RestorationRate_B2 | bamb@bre.co.uk | 2018-10-24T00:00:00 | Requirement | Type | Mezzanine-OSB | 1 | ratio | BAMB | BAMB_ElementCommon | 0350793F-F603-549A-A34F-61B62BEC3587 |  | n/a
RestorationRate_B2 | bamb@bre.co.uk | 2018-10-24T00:00:00 | Requirement | Type | Mezzanine-AcousticPanel:cementboard | 1 | ratio | BAMB | BAMB_ElementCommon | 05F37383-13C5-EC96-302D-40FC2AA9AE71 |  | n/a
RestorationRate_B2 | bamb@bre.co.uk | 2018-10-24T00:00:00 | Requirement | Type | Mezzanine-Floorfinishes:parquet | 1 | ratio | BAMB | BAMB_ElementCommon | F86ECAF5-8F69-21F1-0BDD-2FCE785A8329 |  | n/a
RestorationRate_B2 | bamb@bre.co.uk | 2018-10-24T00:00:00 | Requirement | Type | PichedRoof-Raftersintimberfin(softwood) | 1 | ratio | BAMB | BAMB_ElementCommon | 25BF55ED-2C8C-77AC-5F27-097D85153BF3 |  | n/a
RestorationRate_B2 | bamb@bre.co.uk | 2018-10-24T00:00:00 | Requirement | Type | PichedRoof-WaterproofMembrane | 1 | ratio | BAMB | BAMB_ElementCommon | 2CB6F044-FF06-7F72-762C-3CC191CA8948 |  | n/a
RestorationRate_B2 | bamb@bre.co.uk | 2018-10-24T00:00:00 | Requirement | Type | PichedRoof-OSB_1 | 1 | ratio | BAMB | BAMB_ElementCommon | 0BE27476-3584-AFB3-CBBB-63CF3FA36D94 |  | n/a
RestorationRate_B2 | bamb@bre.co.uk | 2018-10-24T00:00:00 | Requirement | Type | PichedRoof-TimberJoist | 1 | ratio | BAMB | BAMB_ElementCommon | 52D0DD74-92D4-F2CD-B62A-8F84F199AB67 |  | n/a
RestorationRate_B2 | bamb@bre.co.uk | 2018-10-24T00:00:00 | Requirement | Type | PichedRoof-Woodwool | 1 | ratio | BAMB | BAMB_ElementCommon | E31AB510-D685-2C4B-EE93-680DC64DCC2D |  | n/a
RestorationRate_B2 | bamb@bre.co.uk | 2018-10-24T00:00:00 | Requirement | Type | PichedRoof-OSB_2 | 1 | ratio | BAMB | BAMB_ElementCommon | B7E5028E-4DC0-3B52-268A-DDC398BD8C54 |  | n/a
RestorationRate_B2 | bamb@bre.co.uk | 2018-10-24T00:00:00 | Requirement | Type | PichedRoofCovering-Corrugatedglalvanisedsteelsheet | 1 | ratio | BAMB | BAMB_ElementCommon | 7E59A10B-F7D3-3AAA-92BD-9540E02FE765 |  | n/a
RestorationRate_B2 | bamb@bre.co.uk | 2018-10-24T00:00:00 | Requirement | Type | FlatRoof-MDF(ref:totem) | 1 | ratio | BAMB | BAMB_ElementCommon | 7747383D-436A-633F-0E8B-2D8443966C44 |  | n/a
RestorationRate_B2 | bamb@bre.co.uk | 2018-10-24T00:00:00 | Requirement | Type | FlatRoof-OSB | 1 | ratio | BAMB | BAMB_ElementCommon | D06117F8-408D-7205-E547-85E6F45D5E5C |  | n/a
RestorationRate_B2 | bamb@bre.co.uk | 2018-10-24T00:00:00 | Requirement | Type | FlatRoof-Cellulose | 1 | ratio | BAMB | BAMB_ElementCommon | D5AF65FC-4EC5-C8E7-3DAF-7C027FBC3CDD |  | n/a
RestorationRate_B2 | bamb@bre.co.uk | 2018-10-24T00:00:00 | Requirement | Type | FlatRoof-Membranepro-climat | 1 | ratio | BAMB | BAMB_ElementCommon | 9E70E2B9-3E0C-9851-8753-98C9518E3200 |  | n/a
RestorationRate_B2 | bamb@bre.co.uk | 2018-10-24T00:00:00 | Requirement | Type | FlatRoof-Raftersintimberfin(softwood) | 1 | ratio | BAMB | BAMB_ElementCommon | 468B74CD-5799-C161-7E5B-A0D19C25CF8F |  | n/a
RestorationRate_B2 | bamb@bre.co.uk | 2018-10-24T00:00:00 | Requirement | Type | FlatRoofCovering-EPDM | 1 | ratio | BAMB | BAMB_ElementCommon | BE681916-8E7B-BC44-9B73-692062CED94E |  | n/a
RestorationRate_B2 | bamb@bre.co.uk | 2018-10-24T00:00:00 | Requirement | Type | FlatRoof-InternalCeilingFinishes:RockPanel | 1 | ratio | BAMB | BAMB_ElementCommon | 11E61582-E471-A6B2-CE97-C59477F0345F |  | n/a
RestorationRate_B2 | bamb@bre.co.uk | 2018-10-24T00:00:00 | Requirement | Type | ExternalWallType1A-RockPanel | 1 | ratio | BAMB | BAMB_ElementCommon | 8E9078C0-B811-D113-4D8C-DC069A06A430 |  | n/a
RestorationRate_B2 | bamb@bre.co.uk | 2018-10-24T00:00:00 | Requirement | Type | ExternalWallType1A-BatteninSoftWood | 1 | ratio | BAMB | BAMB_ElementCommon | A3009E6C-656B-18B4-D10D-8DD3FC974ED0 |  | n/a
RestorationRate_B2 | bamb@bre.co.uk | 2018-10-24T00:00:00 | Requirement | Type | ExternalWallType1A-Caisson-MDF(outersheet) | 1 | ratio | BAMB | BAMB_ElementCommon | DA04A7D4-66AE-E4FB-9EAD-59836260BC37 |  | n/a
RestorationRate_B2 | bamb@bre.co.uk | 2018-10-24T00:00:00 | Requirement | Type | ExternalWallType1A-Caisson-OSB(sidesheet) | 1 | ratio | BAMB | BAMB_ElementCommon | 035616CB-2876-61D9-448B-A52A5C6EA6CF |  | n/a
RestorationRate_B2 | bamb@bre.co.uk | 2018-10-24T00:00:00 | Requirement | Type | ExternalWallType1A-Caisson-IJoist(Web)OSB | 1 | ratio | BAMB | BAMB_ElementCommon | 0C7C056F-4A49-70EF-79CF-73B939D6D241 |  | n/a
RestorationRate_B2 | bamb@bre.co.uk | 2018-10-24T00:00:00 | Requirement | Type | ExternalWallType1A-Caisson-IJoist(flanges) | 1 | ratio | BAMB | BAMB_ElementCommon | DBA5D0A2-E7F4-0B7F-6BBB-80DBFF3F8692 |  | n/a
RestorationRate_B2 | bamb@bre.co.uk | 2018-10-24T00:00:00 | Requirement | Type | ExternalWallType1A-Caisson-Woodwool(againstIJoists) | 1 | ratio | BAMB | BAMB_ElementCommon | CA39ED3D-31B7-FE6E-CCF6-2ACEA4F7B874 |  | n/a
RestorationRate_B2 | bamb@bre.co.uk | 2018-10-24T00:00:00 | Requirement | Type | ExternalWallType1A-Caisson-OSB(innersheet) | 1 | ratio | BAMB | BAMB_ElementCommon | 3CA29CBC-529A-6557-DE7D-C7A14E1E5DA2 |  | n/a
RestorationRate_B2 | bamb@bre.co.uk | 2018-10-24T00:00:00 | Requirement | Type | ExternalWallType1A-Cellulose | 1 | ratio | BAMB | BAMB_ElementCommon | 24E00239-463F-FF2C-F6DC-4D01154BFD18 |  | n/a
RestorationRate_B2 | bamb@bre.co.uk | 2018-10-24T00:00:00 | Requirement | Type | ExternalWallType1B-RockPanel | 1 | ratio | BAMB | BAMB_ElementCommon | 966164E7-874B-3959-BF76-B527801A8FDB |  | n/a
RestorationRate_B2 | bamb@bre.co.uk | 2018-10-24T00:00:00 | Requirement | Type | ExternalWallType1B-BatteninSoftWood | 1 | ratio | BAMB | BAMB_ElementCommon | 2480522B-C919-45E0-BA79-F836314F6F05 |  | n/a
RestorationRate_B2 | bamb@bre.co.uk | 2018-10-24T00:00:00 | Requirement | Type | ExternalWallType1B-Caisson-MDF(outersheet) | 1 | ratio | BAMB | BAMB_ElementCommon | 18F76D14-D7A4-5931-8F13-990819536E2E |  | n/a
RestorationRate_B2 | bamb@bre.co.uk | 2018-10-24T00:00:00 | Requirement | Type | ExternalWallType1B-Caisson-OSB(sidesheet) | 1 | ratio | BAMB | BAMB_ElementCommon | 7DBFD7D2-84DD-1C41-5BBA-2A4F5228FD20 |  | n/a
RestorationRate_B2 | bamb@bre.co.uk | 2018-10-24T00:00:00 | Requirement | Type | ExternalWallType1B-Caisson-IJoist(Web)OSB | 1 | ratio | BAMB | BAMB_ElementCommon | 1CD4AEDC-AB53-3523-D76C-CE0796D1C2A1 |  | n/a
RestorationRate_B2 | bamb@bre.co.uk | 2018-10-24T00:00:00 | Requirement | Type | ExternalWallType1B-Caisson-IJoist(flanges) | 1 | ratio | BAMB | BAMB_ElementCommon | EE5B5C6B-8C8B-5111-1777-AB4015232682 |  | n/a
RestorationRate_B2 | bamb@bre.co.uk | 2018-10-24T00:00:00 | Requirement | Type | ExternalWallType1B-Caisson-Woodwool(againstIJoists) | 1 | ratio | BAMB | BAMB_ElementCommon | 05E88338-2053-E33B-6280-1BDE2041C0AC |  | n/a
RestorationRate_B2 | bamb@bre.co.uk | 2018-10-24T00:00:00 | Requirement | Type | ExternalWallType1B-Caisson-OSB(innersheet) | 1 | ratio | BAMB | BAMB_ElementCommon | A8D19B00-EC31-3131-03E2-CCF415593771 |  | n/a
RestorationRate_B2 | bamb@bre.co.uk | 2018-10-24T00:00:00 | Requirement | Type | ExternalWallType1B-Cellulose | 1 | ratio | BAMB | BAMB_ElementCommon | 8B7DD319-B1C1-600F-18CD-6EDA139FCBE8 |  | n/a
RestorationRate_B2 | bamb@bre.co.uk | 2018-10-24T00:00:00 | Requirement | Type | ExternalWallType1B-ClayPlasterFinish | 1 | ratio | BAMB | BAMB_ElementCommon | 0779C374-A6F6-5508-CFAE-CF1C7BDA960A |  | n/a
RestorationRate_B2 | bamb@bre.co.uk | 2018-10-24T00:00:00 | Requirement | Type | ExternalWallType2-ReclaimedCedarCladding | 1 | ratio | BAMB | BAMB_ElementCommon | C7741242-4ECD-ADD0-7E65-EA4342C74689 |  | n/a
RestorationRate_B2 | bamb@bre.co.uk | 2018-10-24T00:00:00 | Requirement | Type | ExternalWallType2-BatteninSoftWood | 1 | ratio | BAMB | BAMB_ElementCommon | 1B6B31A0-2545-E55D-C407-7805A7A8DD55 |  | n/a
RestorationRate_B2 | bamb@bre.co.uk | 2018-10-24T00:00:00 | Requirement | Type | ExternalWallType2-Caisson-MDF(outersheet) | 1 | ratio | BAMB | BAMB_ElementCommon | 1380CD79-3BE0-7554-6CE6-F12471BE0F93 |  | n/a
RestorationRate_B2 | bamb@bre.co.uk | 2018-10-24T00:00:00 | Requirement | Type | ExternalWallType2-Caisson-OSB(sidesheet) | 1 | ratio | BAMB | BAMB_ElementCommon | 331AC27B-A9D9-EEC1-7119-3F9D516E5285 |  | n/a
RestorationRate_B2 | bamb@bre.co.uk | 2018-10-24T00:00:00 | Requirement | Type | ExternalWallType2-Caisson-IJoist(Web)OSB | 1 | ratio | BAMB | BAMB_ElementCommon | 6C10147C-3EA8-3C3F-1C49-2AA95E959552 |  | n/a
RestorationRate_B2 | bamb@bre.co.uk | 2018-10-24T00:00:00 | Requirement | Type | ExternalWallType2-Caisson-IJoist(flanges) | 1 | ratio | BAMB | BAMB_ElementCommon | 78904275-CA82-5E96-7EF3-4D45561C8D1B |  | n/a
RestorationRate_B2 | bamb@bre.co.uk | 2018-10-24T00:00:00 | Requirement | Type | ExternalWallType2-Caisson-Woodwool(againstIJoists) | 1 | ratio | BAMB | BAMB_ElementCommon | 806D0369-84D7-7B28-2F76-F5C0764FA1EE |  | n/a
RestorationRate_B2 | bamb@bre.co.uk | 2018-10-24T00:00:00 | Requirement | Type | ExternalWallType2-Caisson-OSB(innersheet) | 1 | ratio | BAMB | BAMB_ElementCommon | 478729FE-A12E-5F05-B0EA-E21D4323EB1C |  | n/a
RestorationRate_B2 | bamb@bre.co.uk | 2018-10-24T00:00:00 | Requirement | Type | ExternalWallType2-Cellulose | 1 | ratio | BAMB | BAMB_ElementCommon | E3051297-6B0D-9A27-2589-E48E7DE07199 |  | n/a
RestorationRate_B2 | bamb@bre.co.uk | 2018-10-24T00:00:00 | Requirement | Type | ExternalWindows-TimberFrame | 1 | ratio | BAMB | BAMB_ElementCommon | 57EE2EE5-77FB-2595-8891-E8613C0E7E5B |  | n/a
RestorationRate_B2 | bamb@bre.co.uk | 2018-10-24T00:00:00 | Requirement | Type | ExternalWindows-Glazing(doubleglazed,sealedunit) | 1 | ratio | BAMB | BAMB_ElementCommon | 84B99568-8BD4-D72F-0791-84612EF8AFFD |  | n/a
RestorationRate_B2 | bamb@bre.co.uk | 2018-10-24T00:00:00 | Requirement | Type | InternalwallsandParitions-ClayPlasterFinish | 1 | ratio | BAMB | BAMB_ElementCommon | 6A00F45E-369B-2C5F-AAED-66881E0E753D |  | n/a
RestorationRate_B2 | bamb@bre.co.uk | 2018-10-24T00:00:00 | Requirement | Type | InternalwallsandParitions-ClayBrick | 1 | ratio | BAMB | BAMB_ElementCommon | E6F33D47-0FB9-69E7-46CB-FFE8F22A64D8 |  | n/a
RestorationRate_B2 | bamb@bre.co.uk | 2018-10-24T00:00:00 | Requirement | Type | InternalwallsandParitions-MortarforClayBrick | 1 | ratio | BAMB | BAMB_ElementCommon | 6CC94A30-CCFC-E04E-6FD7-357A786923E7 |  | n/a
GWP_B3 | bamb@bre.co.uk | 2018-10-24T00:00:00 | Requirement | Type | Groundfloor-MDF | 0 | kg CO₂ eq. / functional unit | BAMB | BAMB_ClimateChange | 6D61F8A2-0CA2-1E43-7AC1-D9003647B9D7 |  | n/a
GWP_B3 | bamb@bre.co.uk | 2018-10-24T00:00:00 | Requirement | Type | Groundfloor-TimberJoist(softwood) | 0 | kg CO₂ eq. / functional unit | BAMB | BAMB_ClimateChange | AC704317-BD86-5705-24C8-33FCB4D5F9C7 |  | n/a
GWP_B3 | bamb@bre.co.uk | 2018-10-24T00:00:00 | Requirement | Type | Groundfloor-Cork | 0 | kg CO₂ eq. / functional unit | BAMB | BAMB_ClimateChange | 1E49221A-8CBB-EBDE-A796-A126F8BD4A4C |  | n/a
GWP_B3 | bamb@bre.co.uk | 2018-10-24T00:00:00 | Requirement | Type | Groundfloor-Woodwool | 0 | kg CO₂ eq. / functional unit | BAMB | BAMB_ClimateChange | E3E15AC0-4720-DAC6-363C-C2887EEC0CF9 |  | n/a
GWP_B3 | bamb@bre.co.uk | 2018-10-24T00:00:00 | Requirement | Type | Groundfloor-OSB | 0 | kg CO₂ eq. / functional unit | BAMB | BAMB_ClimateChange | 2A8DEBF4-B014-B9CB-9133-7F230BDE1719 |  | n/a
GWP_B3 | bamb@bre.co.uk | 2018-10-24T00:00:00 | Requirement | Type | Groundfloor-AcousticPanel:cementboard | 0 | kg CO₂ eq. / functional unit | BAMB | BAMB_ClimateChange | E4610ED4-7D3F-E261-DC6D-0C8000AEC1A0 |  | n/a
GWP_B3 | bamb@bre.co.uk | 2018-10-24T00:00:00 | Requirement | Type | Groundfloor-Floorfinishes:parquet | 0 | kg CO₂ eq. / functional unit | BAMB | BAMB_ClimateChange | 0908058B-A99B-0ADE-A46D-A30876A7B7E8 |  | n/a
GWP_B3 | bamb@bre.co.uk | 2018-10-24T00:00:00 | Requirement | Type | TimberFrame-ExternalColumns:SoftWood | 0 | kg CO₂ eq. / functional unit | BAMB | BAMB_ClimateChange | 902CDA9D-FFA7-EB99-BF1A-E56DE5A4045F |  | n/a
GWP_B3 | bamb@bre.co.uk | 2018-10-24T00:00:00 | Requirement | Type | TimberFrame-InternalColumnsType1:SoftWood | 0 | kg CO₂ eq. / functional unit | BAMB | BAMB_ClimateChange | 23C23830-8FF9-C64A-3D0A-06A18AC92AF0 |  | n/a
GWP_B3 | bamb@bre.co.uk | 2018-10-24T00:00:00 | Requirement | Type | TimberFrame-InternalColumnsType2:SoftWood | 0 | kg CO₂ eq. / functional unit | BAMB | BAMB_ClimateChange | 99D3433F-DBDC-530D-B563-8933C8D3B8C3 |  | n/a
GWP_B3 | bamb@bre.co.uk | 2018-10-24T00:00:00 | Requirement | Type | TimberFrame-Beam-Roof:SoftWood | 0 | kg CO₂ eq. / functional unit | BAMB | BAMB_ClimateChange | 9A7112DD-4506-0FAF-8B4D-51C00CAF80ED |  | n/a
GWP_B3 | bamb@bre.co.uk | 2018-10-24T00:00:00 | Requirement | Type | Mezzanine-RockPanel | 0 | kg CO₂ eq. / functional unit | BAMB | BAMB_ClimateChange | F1D934BB-1A79-16BC-3730-16FAA1B00296 |  | n/a
GWP_B3 | bamb@bre.co.uk | 2018-10-24T00:00:00 | Requirement | Type | Mezzanine-Joist(softwood) | 0 | kg CO₂ eq. / functional unit | BAMB | BAMB_ClimateChange | 8554CACB-C1BE-DA0F-982A-062B525B7CC9 |  | n/a
GWP_B3 | bamb@bre.co.uk | 2018-10-24T00:00:00 | Requirement | Type | Mezzanine-OSB | 0 | kg CO₂ eq. / functional unit | BAMB | BAMB_ClimateChange | BD86C6D0-4A6A-08C3-1CCD-0E7B26CCBDC3 |  | n/a
GWP_B3 | bamb@bre.co.uk | 2018-10-24T00:00:00 | Requirement | Type | Mezzanine-AcousticPanel:cementboard | 0 | kg CO₂ eq. / functional unit | BAMB | BAMB_ClimateChange | DE840D74-C85A-B314-B5E0-D8F8C0C27AEF |  | n/a
GWP_B3 | bamb@bre.co.uk | 2018-10-24T00:00:00 | Requirement | Type | Mezzanine-Floorfinishes:parquet | 0 | kg CO₂ eq. / functional unit | BAMB | BAMB_ClimateChange | 3FA58201-5DE4-752B-69BB-11FF2E986A71 |  | n/a
GWP_B3 | bamb@bre.co.uk | 2018-10-24T00:00:00 | Requirement | Type | PichedRoof-Raftersintimberfin(softwood) | 0 | kg CO₂ eq. / functional unit | BAMB | BAMB_ClimateChange | 57347D02-CAF7-7949-DE0F-101E5DEAB04B |  | n/a
GWP_B3 | bamb@bre.co.uk | 2018-10-24T00:00:00 | Requirement | Type | PichedRoof-WaterproofMembrane | 0 | kg CO₂ eq. / functional unit | BAMB | BAMB_ClimateChange | 1438CD95-1FCD-3F4B-A235-B0D978189635 |  | n/a
GWP_B3 | bamb@bre.co.uk | 2018-10-24T00:00:00 | Requirement | Type | PichedRoof-OSB_1 | 0 | kg CO₂ eq. / functional unit | BAMB | BAMB_ClimateChange | 89FF5792-1A08-73EE-538C-33A628EBAC44 |  | n/a
GWP_B3 | bamb@bre.co.uk | 2018-10-24T00:00:00 | Requirement | Type | PichedRoof-TimberJoist | 0 | kg CO₂ eq. / functional unit | BAMB | BAMB_ClimateChange | CF923CA9-7E29-AA3A-3063-CCD30FC07725 |  | n/a
GWP_B3 | bamb@bre.co.uk | 2018-10-24T00:00:00 | Requirement | Type | PichedRoof-Woodwool | 0 | kg CO₂ eq. / functional unit | BAMB | BAMB_ClimateChange | 4460B2CA-949D-50C0-BB13-AD24A5A9E7E5 |  | n/a
GWP_B3 | bamb@bre.co.uk | 2018-10-24T00:00:00 | Requirement | Type | PichedRoof-OSB_2 | 0 | kg CO₂ eq. / functional unit | BAMB | BAMB_ClimateChange | 373CE467-C153-CAB0-006A-A357374446E5 |  | n/a
GWP_B3 | bamb@bre.co.uk | 2018-10-24T00:00:00 | Requirement | Type | PichedRoofCovering-Corrugatedglalvanisedsteelsheet | 0 | kg CO₂ eq. / functional unit | BAMB | BAMB_ClimateChange | F7B7DDD6-3522-F46D-FA7D-8B5CD3F02CD6 |  | n/a
GWP_B3 | bamb@bre.co.uk | 2018-10-24T00:00:00 | Requirement | Type | FlatRoof-MDF(ref:totem) | 0 | kg CO₂ eq. / functional unit | BAMB | BAMB_ClimateChange | 5CBC4A75-D4E4-6091-5688-327CBD2240CB |  | n/a
GWP_B3 | bamb@bre.co.uk | 2018-10-24T00:00:00 | Requirement | Type | FlatRoof-OSB | 0 | kg CO₂ eq. / functional unit | BAMB | BAMB_ClimateChange | 24F24163-549F-6530-F955-CC3B4E0AAC0A |  | n/a
GWP_B3 | bamb@bre.co.uk | 2018-10-24T00:00:00 | Requirement | Type | FlatRoof-Cellulose | 0 | kg CO₂ eq. / functional unit | BAMB | BAMB_ClimateChange | F34BC3E6-4CCD-BD37-552D-04C12A701A76 |  | n/a
GWP_B3 | bamb@bre.co.uk | 2018-10-24T00:00:00 | Requirement | Type | FlatRoof-Membranepro-climat | 0 | kg CO₂ eq. / functional unit | BAMB | BAMB_ClimateChange | 8D826C2F-6EFA-6C28-CB6D-89A42F6BCD20 |  | n/a
GWP_B3 | bamb@bre.co.uk | 2018-10-24T00:00:00 | Requirement | Type | FlatRoof-Raftersintimberfin(softwood) | 0 | kg CO₂ eq. / functional unit | BAMB | BAMB_ClimateChange | FD5502DE-4745-90A6-C6B8-BB9267EFF23E |  | n/a
GWP_B3 | bamb@bre.co.uk | 2018-10-24T00:00:00 | Requirement | Type | FlatRoofCovering-EPDM | 0 | kg CO₂ eq. / functional unit | BAMB | BAMB_ClimateChange | 6F21A5B2-6EC3-D4B0-FBFF-391BAF36264F |  | n/a
GWP_B3 | bamb@bre.co.uk | 2018-10-24T00:00:00 | Requirement | Type | FlatRoof-InternalCeilingFinishes:RockPanel | 0 | kg CO₂ eq. / functional unit | BAMB | BAMB_ClimateChange | 0B04A96D-8EB2-F95A-A934-855FF9656EC1 |  | n/a
GWP_B3 | bamb@bre.co.uk | 2018-10-24T00:00:00 | Requirement | Type | ExternalWallType1A-RockPanel | 0 | kg CO₂ eq. / functional unit | BAMB | BAMB_ClimateChange | 2FC79552-1C69-C5D1-774C-B509B097F9B6 |  | n/a
GWP_B3 | bamb@bre.co.uk | 2018-10-24T00:00:00 | Requirement | Type | ExternalWallType1A-BatteninSoftWood | 0 | kg CO₂ eq. / functional unit | BAMB | BAMB_ClimateChange | E89ED84D-D3E3-6740-C67B-7520BAB736EB |  | n/a
GWP_B3 | bamb@bre.co.uk | 2018-10-24T00:00:00 | Requirement | Type | ExternalWallType1A-Caisson-MDF(outersheet) | 0 | kg CO₂ eq. / functional unit | BAMB | BAMB_ClimateChange | 2B39C464-65FE-0F6C-0B14-5BC972AFA998 |  | n/a
GWP_B3 | bamb@bre.co.uk | 2018-10-24T00:00:00 | Requirement | Type | ExternalWallType1A-Caisson-OSB(sidesheet) | 0 | kg CO₂ eq. / functional unit | BAMB | BAMB_ClimateChange | B96A0D57-7296-1009-F959-08D37C3B6B50 |  | n/a
GWP_B3 | bamb@bre.co.uk | 2018-10-24T00:00:00 | Requirement | Type | ExternalWallType1A-Caisson-IJoist(Web)OSB | 0 | kg CO₂ eq. / functional unit | BAMB | BAMB_ClimateChange | CA43D5F4-16B8-91D6-7CD0-D985211DB8C3 |  | n/a
GWP_B3 | bamb@bre.co.uk | 2018-10-24T00:00:00 | Requirement | Type | ExternalWallType1A-Caisson-IJoist(flanges) | 0 | kg CO₂ eq. / functional unit | BAMB | BAMB_ClimateChange | 99E86F11-1F2F-2505-945E-7DF50C16519B |  | n/a
GWP_B3 | bamb@bre.co.uk | 2018-10-24T00:00:00 | Requirement | Type | ExternalWallType1A-Caisson-Woodwool(againstIJoists) | 0 | kg CO₂ eq. / functional unit | BAMB | BAMB_ClimateChange | 28AD2582-DFFE-C940-5092-66203CA4E9AB |  | n/a
GWP_B3 | bamb@bre.co.uk | 2018-10-24T00:00:00 | Requirement | Type | ExternalWallType1A-Caisson-OSB(innersheet) | 0 | kg CO₂ eq. / functional unit | BAMB | BAMB_ClimateChange | 906F67FE-0120-F319-4338-55BFF4224751 |  | n/a
GWP_B3 | bamb@bre.co.uk | 2018-10-24T00:00:00 | Requirement | Type | ExternalWallType1A-Cellulose | 0 | kg CO₂ eq. / functional unit | BAMB | BAMB_ClimateChange | 0229B160-9B67-4997-DD27-BE875AC84CAF |  | n/a
GWP_B3 | bamb@bre.co.uk | 2018-10-24T00:00:00 | Requirement | Type | ExternalWallType1B-RockPanel | 0 | kg CO₂ eq. / functional unit | BAMB | BAMB_ClimateChange | 733C884F-B045-D35C-4E75-5596BCFCD3F0 |  | n/a
GWP_B3 | bamb@bre.co.uk | 2018-10-24T00:00:00 | Requirement | Type | ExternalWallType1B-BatteninSoftWood | 0 | kg CO₂ eq. / functional unit | BAMB | BAMB_ClimateChange | 1093145A-F6D9-F1B9-10FF-4ED9ACBFA2DF |  | n/a
GWP_B3 | bamb@bre.co.uk | 2018-10-24T00:00:00 | Requirement | Type | ExternalWallType1B-Caisson-MDF(outersheet) | 0 | kg CO₂ eq. / functional unit | BAMB | BAMB_ClimateChange | 2D572776-7E7B-D1D9-861C-6A9394A16AFB |  | n/a
GWP_B3 | bamb@bre.co.uk | 2018-10-24T00:00:00 | Requirement | Type | ExternalWallType1B-Caisson-OSB(sidesheet) | 0 | kg CO₂ eq. / functional unit | BAMB | BAMB_ClimateChange | C48AB4A9-E2D5-8AE2-A93D-968435C0E6A6 |  | n/a
GWP_B3 | bamb@bre.co.uk | 2018-10-24T00:00:00 | Requirement | Type | ExternalWallType1B-Caisson-IJoist(Web)OSB | 0 | kg CO₂ eq. / functional unit | BAMB | BAMB_ClimateChange | 08D6EE11-AFDE-3EEE-E8B1-476B3E0C70CB |  | n/a
GWP_B3 | bamb@bre.co.uk | 2018-10-24T00:00:00 | Requirement | Type | ExternalWallType1B-Caisson-IJoist(flanges) | 0 | kg CO₂ eq. / functional unit | BAMB | BAMB_ClimateChange | D44404C0-49DA-6268-B800-70866AA66D06 |  | n/a
GWP_B3 | bamb@bre.co.uk | 2018-10-24T00:00:00 | Requirement | Type | ExternalWallType1B-Caisson-Woodwool(againstIJoists) | 0 | kg CO₂ eq. / functional unit | BAMB | BAMB_ClimateChange | DA874E0E-DE1F-98A2-778D-BC1B8EBA8E76 |  | n/a
GWP_B3 | bamb@bre.co.uk | 2018-10-24T00:00:00 | Requirement | Type | ExternalWallType1B-Caisson-OSB(innersheet) | 0 | kg CO₂ eq. / functional unit | BAMB | BAMB_ClimateChange | 6D01ED1D-B048-1AD7-2413-BC5CA64A20B2 |  | n/a
GWP_B3 | bamb@bre.co.uk | 2018-10-24T00:00:00 | Requirement | Type | ExternalWallType1B-Cellulose | 0 | kg CO₂ eq. / functional unit | BAMB | BAMB_ClimateChange | 4BDB907B-FBE4-8ACF-AF8E-F1D9F2EBB490 |  | n/a
GWP_B3 | bamb@bre.co.uk | 2018-10-24T00:00:00 | Requirement | Type | ExternalWallType1B-ClayPlasterFinish | 0 | kg CO₂ eq. / functional unit | BAMB | BAMB_ClimateChange | 981ECD0A-BC09-F95C-7543-2144060F9460 |  | n/a
GWP_B3 | bamb@bre.co.uk | 2018-10-24T00:00:00 | Requirement | Type | ExternalWallType2-ReclaimedCedarCladding | 0 | kg CO₂ eq. / functional unit | BAMB | BAMB_ClimateChange | 9F684C25-177D-288A-4528-6901CAB8770D |  | n/a
GWP_B3 | bamb@bre.co.uk | 2018-10-24T00:00:00 | Requirement | Type | ExternalWallType2-BatteninSoftWood | 0 | kg CO₂ eq. / functional unit | BAMB | BAMB_ClimateChange | C09923C7-05AF-280C-ACA7-8A6B9A13159B |  | n/a
GWP_B3 | bamb@bre.co.uk | 2018-10-24T00:00:00 | Requirement | Type | ExternalWallType2-Caisson-MDF(outersheet) | 0 | kg CO₂ eq. / functional unit | BAMB | BAMB_ClimateChange | CC320849-94ED-18D9-4F78-E04881CD5206 |  | n/a
GWP_B3 | bamb@bre.co.uk | 2018-10-24T00:00:00 | Requirement | Type | ExternalWallType2-Caisson-OSB(sidesheet) | 0 | kg CO₂ eq. / functional unit | BAMB | BAMB_ClimateChange | B2C287BC-D30A-098A-2AD5-16FA9A89C683 |  | n/a
GWP_B3 | bamb@bre.co.uk | 2018-10-24T00:00:00 | Requirement | Type | ExternalWallType2-Caisson-IJoist(Web)OSB | 0 | kg CO₂ eq. / functional unit | BAMB | BAMB_ClimateChange | C2ED5965-DF2F-E227-B260-B991FABE73C6 |  | n/a
GWP_B3 | bamb@bre.co.uk | 2018-10-24T00:00:00 | Requirement | Type | ExternalWallType2-Caisson-IJoist(flanges) | 0 | kg CO₂ eq. / functional unit | BAMB | BAMB_ClimateChange | 843FDBA9-F148-EB83-D8E1-6117B446E6A7 |  | n/a
GWP_B3 | bamb@bre.co.uk | 2018-10-24T00:00:00 | Requirement | Type | ExternalWallType2-Caisson-Woodwool(againstIJoists) | 0 | kg CO₂ eq. / functional unit | BAMB | BAMB_ClimateChange | C7F869A9-DE62-6E9B-8B4A-A454DC345C43 |  | n/a
GWP_B3 | bamb@bre.co.uk | 2018-10-24T00:00:00 | Requirement | Type | ExternalWallType2-Caisson-OSB(innersheet) | 0 | kg CO₂ eq. / functional unit | BAMB | BAMB_ClimateChange | 59AE1211-1919-D4DB-87D6-CA16E90FB571 |  | n/a
GWP_B3 | bamb@bre.co.uk | 2018-10-24T00:00:00 | Requirement | Type | ExternalWallType2-Cellulose | 0 | kg CO₂ eq. / functional unit | BAMB | BAMB_ClimateChange | 02852408-1A4E-548C-36E0-123F02776EAB |  | n/a
GWP_B3 | bamb@bre.co.uk | 2018-10-24T00:00:00 | Requirement | Type | ExternalWindows-TimberFrame | 0 | kg CO₂ eq. / functional unit | BAMB | BAMB_ClimateChange | C18F5B06-ACA7-6F28-F868-4216D7345855 |  | n/a
GWP_B3 | bamb@bre.co.uk | 2018-10-24T00:00:00 | Requirement | Type | ExternalWindows-Glazing(doubleglazed,sealedunit) | 0 | kg CO₂ eq. / functional unit | BAMB | BAMB_ClimateChange | 53CE9C94-F752-87FE-741A-5D17A794C05C |  | n/a
GWP_B3 | bamb@bre.co.uk | 2018-10-24T00:00:00 | Requirement | Type | InternalwallsandParitions-ClayPlasterFinish | 0 | kg CO₂ eq. / functional unit | BAMB | BAMB_ClimateChange | FB793251-013C-CED3-3762-3FCA59606111 |  | n/a
GWP_B3 | bamb@bre.co.uk | 2018-10-24T00:00:00 | Requirement | Type | InternalwallsandParitions-ClayBrick | 0 | kg CO₂ eq. / functional unit | BAMB | BAMB_ClimateChange | B9FB06B8-C75C-834A-7BAA-C47F7068CD15 |  | n/a
GWP_B3 | bamb@bre.co.uk | 2018-10-24T00:00:00 | Requirement | Type | InternalwallsandParitions-MortarforClayBrick | 0 | kg CO₂ eq. / functional unit | BAMB | BAMB_ClimateChange | 57CD9BBC-1A36-6968-9921-773CFA6E8525 |  | n/a
Replacement | bamb@bre.co.uk | 2018-10-24T00:00:00 | Requirement | Type | Groundfloor-MDF | FALSE | True,False | BAMB |  | 9397B2FE-7292-8604-C38A-CFC51A054EBD |  | n/a
Replacement | bamb@bre.co.uk | 2018-10-24T00:00:00 | Requirement | Type | Groundfloor-TimberJoist(softwood) | FALSE | True,False | BAMB |  | D542080D-0370-46B7-BFB5-5913A0391784 |  | n/a
Replacement | bamb@bre.co.uk | 2018-10-24T00:00:00 | Requirement | Type | Groundfloor-Cork | FALSE | True,False | BAMB |  | 679F98E7-BE3C-99CE-4D31-5ED6DA358936 |  | n/a
Replacement | bamb@bre.co.uk | 2018-10-24T00:00:00 | Requirement | Type | Groundfloor-Woodwool | FALSE | True,False | BAMB |  | 2FA4CF2A-9A52-5162-D118-711A3FF74C2D |  | n/a
Replacement | bamb@bre.co.uk | 2018-10-24T00:00:00 | Requirement | Type | Groundfloor-OSB | FALSE | True,False | BAMB |  | E63820AA-8A35-3D10-429B-D6AC2D7BA868 |  | n/a
Replacement | bamb@bre.co.uk | 2018-10-24T00:00:00 | Requirement | Type | Groundfloor-AcousticPanel:cementboard | FALSE | True,False | BAMB |  | A48BF9F2-5090-A7FB-A796-6C15BA8EB5CE |  | n/a
Replacement | bamb@bre.co.uk | 2018-10-24T00:00:00 | Requirement | Type | Groundfloor-Floorfinishes:parquet | FALSE | True,False | BAMB |  | 38CBFA8E-7421-2CA3-ED31-432D0DA3B900 |  | n/a
Replacement | bamb@bre.co.uk | 2018-10-24T00:00:00 | Requirement | Type | TimberFrame-ExternalColumns:SoftWood | FALSE | True,False | BAMB |  | 7E318654-6F4E-7F99-AE8C-C46CB7873BC9 |  | n/a
Replacement | bamb@bre.co.uk | 2018-10-24T00:00:00 | Requirement | Type | TimberFrame-InternalColumnsType1:SoftWood | FALSE | True,False | BAMB |  | E8BD7BDE-8775-7BD5-A9B2-B496DD6BEC85 |  | n/a
Replacement | bamb@bre.co.uk | 2018-10-24T00:00:00 | Requirement | Type | TimberFrame-InternalColumnsType2:SoftWood | FALSE | True,False | BAMB |  | C4FDFE58-D121-E38E-F4EF-95B2285CFBD9 |  | n/a
Replacement | bamb@bre.co.uk | 2018-10-24T00:00:00 | Requirement | Type | TimberFrame-Beam-Roof:SoftWood | FALSE | True,False | BAMB |  | 4AB1FDD4-0708-AB7E-E9AC-A9F5B1DD2EEF |  | n/a
Replacement | bamb@bre.co.uk | 2018-10-24T00:00:00 | Requirement | Type | Mezzanine-RockPanel | FALSE | True,False | BAMB |  | 966488B0-E075-2252-C0BD-D324FAF8330D |  | n/a
Replacement | bamb@bre.co.uk | 2018-10-24T00:00:00 | Requirement | Type | Mezzanine-Joist(softwood) | FALSE | True,False | BAMB |  | B4BE7264-6443-CEF6-420B-79BC3500A525 |  | n/a
Replacement | bamb@bre.co.uk | 2018-10-24T00:00:00 | Requirement | Type | Mezzanine-OSB | FALSE | True,False | BAMB |  | 777193D1-E6D1-C237-0435-358304B98905 |  | n/a
Replacement | bamb@bre.co.uk | 2018-10-24T00:00:00 | Requirement | Type | Mezzanine-AcousticPanel:cementboard | FALSE | True,False | BAMB |  | B60B126D-8FEC-D5B0-2CF5-B5B4F06819FE |  | n/a
Replacement | bamb@bre.co.uk | 2018-10-24T00:00:00 | Requirement | Type | Mezzanine-Floorfinishes:parquet | FALSE | True,False | BAMB |  | 4ED2FEE2-0463-4C83-130D-4CD300991871 |  | n/a
Replacement | bamb@bre.co.uk | 2018-10-24T00:00:00 | Requirement | Type | PichedRoof-Raftersintimberfin(softwood) | FALSE | True,False | BAMB |  | 9A9FB82E-EC91-7B0B-7B3C-854FBC2FA7F8 |  | n/a
Replacement | bamb@bre.co.uk | 2018-10-24T00:00:00 | Requirement | Type | PichedRoof-WaterproofMembrane | FALSE | True,False | BAMB |  | 89EA11F6-BAAE-4E4F-2FAF-BBDF38021283 |  | n/a
Replacement | bamb@bre.co.uk | 2018-10-24T00:00:00 | Requirement | Type | PichedRoof-OSB_1 | FALSE | True,False | BAMB |  | 7BB497FA-F755-083E-DC0A-E9D81F0B9ECB |  | n/a
Replacement | bamb@bre.co.uk | 2018-10-24T00:00:00 | Requirement | Type | PichedRoof-TimberJoist | FALSE | True,False | BAMB |  | 4092B2BD-20E6-9811-E406-331D4AB3FDF3 |  | n/a
Replacement | bamb@bre.co.uk | 2018-10-24T00:00:00 | Requirement | Type | PichedRoof-Woodwool | FALSE | True,False | BAMB |  | 88F2CA33-6BFD-41CF-A869-2AA2F2219ADC |  | n/a
Replacement | bamb@bre.co.uk | 2018-10-24T00:00:00 | Requirement | Type | PichedRoof-OSB_2 | FALSE | True,False | BAMB |  | 6B7F90C7-59F8-B84E-6F84-BBD61A4EE737 |  | n/a
Replacement | bamb@bre.co.uk | 2018-10-24T00:00:00 | Requirement | Type | PichedRoofCovering-Corrugatedglalvanisedsteelsheet | FALSE | True,False | BAMB |  | 9304C77D-79A5-4D08-1FBB-F4A6787A4898 |  | n/a
Replacement | bamb@bre.co.uk | 2018-10-24T00:00:00 | Requirement | Type | FlatRoof-MDF(ref:totem) | FALSE | True,False | BAMB |  | 86AA37D5-A0B1-EDDC-B61E-3484BC2709E4 |  | n/a
Replacement | bamb@bre.co.uk | 2018-10-24T00:00:00 | Requirement | Type | FlatRoof-OSB | FALSE | True,False | BAMB |  | 9B56A73B-1AF1-54B7-E6C2-90619515A233 |  | n/a
Replacement | bamb@bre.co.uk | 2018-10-24T00:00:00 | Requirement | Type | FlatRoof-Cellulose | FALSE | True,False | BAMB |  | BD8F5454-2600-78DA-E4AB-ED13BCDD2216 |  | n/a
Replacement | bamb@bre.co.uk | 2018-10-24T00:00:00 | Requirement | Type | FlatRoof-Membranepro-climat | FALSE | True,False | BAMB |  | 61C17828-668F-BA84-C338-80B1A95E542E |  | n/a
Replacement | bamb@bre.co.uk | 2018-10-24T00:00:00 | Requirement | Type | FlatRoof-Raftersintimberfin(softwood) | FALSE | True,False | BAMB |  | F2200A2C-1C37-80D9-6132-3C6F998D214B |  | n/a
Replacement | bamb@bre.co.uk | 2018-10-24T00:00:00 | Requirement | Type | FlatRoofCovering-EPDM | FALSE | True,False | BAMB |  | 0E186131-31F2-27CF-0B87-CBF316C92960 |  | n/a
Replacement | bamb@bre.co.uk | 2018-10-24T00:00:00 | Requirement | Type | FlatRoof-InternalCeilingFinishes:RockPanel | FALSE | True,False | BAMB |  | 8B40A939-FAAA-DC6E-8093-E0957269F558 |  | n/a
Replacement | bamb@bre.co.uk | 2018-10-24T00:00:00 | Requirement | Type | ExternalWallType1A-RockPanel | FALSE | True,False | BAMB |  | 80F174E2-F741-2E29-E85E-6777E4966B9A |  | n/a
Replacement | bamb@bre.co.uk | 2018-10-24T00:00:00 | Requirement | Type | ExternalWallType1A-BatteninSoftWood | FALSE | True,False | BAMB |  | E8B49EB1-EC7F-4B6B-B9C4-7D72020AD990 |  | n/a
Replacement | bamb@bre.co.uk | 2018-10-24T00:00:00 | Requirement | Type | ExternalWallType1A-Caisson-MDF(outersheet) | FALSE | True,False | BAMB |  | 607DECA3-5669-EC07-84AA-D9EBB1476D4E |  | n/a
Replacement | bamb@bre.co.uk | 2018-10-24T00:00:00 | Requirement | Type | ExternalWallType1A-Caisson-OSB(sidesheet) | FALSE | True,False | BAMB |  | D3B3F253-02EC-5EA6-E40A-0B963DE32E0B |  | n/a
Replacement | bamb@bre.co.uk | 2018-10-24T00:00:00 | Requirement | Type | ExternalWallType1A-Caisson-IJoist(Web)OSB | FALSE | True,False | BAMB |  | E2B882BC-FB6B-7D9A-B1DC-25E39FA4ECB0 |  | n/a
Replacement | bamb@bre.co.uk | 2018-10-24T00:00:00 | Requirement | Type | ExternalWallType1A-Caisson-IJoist(flanges) | FALSE | True,False | BAMB |  | 02FEE602-834D-D7D4-9187-0A4F865159AB |  | n/a
Replacement | bamb@bre.co.uk | 2018-10-24T00:00:00 | Requirement | Type | ExternalWallType1A-Caisson-Woodwool(againstIJoists) | FALSE | True,False | BAMB |  | E2970038-83E5-25E4-6371-1864C9D19C97 |  | n/a
Replacement | bamb@bre.co.uk | 2018-10-24T00:00:00 | Requirement | Type | ExternalWallType1A-Caisson-OSB(innersheet) | FALSE | True,False | BAMB |  | 36E2B295-89AD-7B17-1FDC-11CA102AFF79 |  | n/a
Replacement | bamb@bre.co.uk | 2018-10-24T00:00:00 | Requirement | Type | ExternalWallType1A-Cellulose | FALSE | True,False | BAMB |  | 61BB01EB-9697-C9C8-2F1F-71A84EA296F5 |  | n/a
Replacement | bamb@bre.co.uk | 2018-10-24T00:00:00 | Requirement | Type | ExternalWallType1B-RockPanel | FALSE | True,False | BAMB |  | 2501CAF2-C251-6E60-F368-D92854E65181 |  | n/a
Replacement | bamb@bre.co.uk | 2018-10-24T00:00:00 | Requirement | Type | ExternalWallType1B-BatteninSoftWood | FALSE | True,False | BAMB |  | B16990CD-4DF9-9A74-D07D-50E11670BE67 |  | n/a
Replacement | bamb@bre.co.uk | 2018-10-24T00:00:00 | Requirement | Type | ExternalWallType1B-Caisson-MDF(outersheet) | FALSE | True,False | BAMB |  | 3E1827C7-B834-0272-6818-CD845DBB1073 |  | n/a
Replacement | bamb@bre.co.uk | 2018-10-24T00:00:00 | Requirement | Type | ExternalWallType1B-Caisson-OSB(sidesheet) | FALSE | True,False | BAMB |  | 38ED9813-7EAD-9B7F-5614-B46461D20D75 |  | n/a
Replacement | bamb@bre.co.uk | 2018-10-24T00:00:00 | Requirement | Type | ExternalWallType1B-Caisson-IJoist(Web)OSB | FALSE | True,False | BAMB |  | 14EDAE5B-DE39-1AEA-3EB4-35B2AE29EBE4 |  | n/a
Replacement | bamb@bre.co.uk | 2018-10-24T00:00:00 | Requirement | Type | ExternalWallType1B-Caisson-IJoist(flanges) | FALSE | True,False | BAMB |  | 06933477-7213-A586-BEB4-3DBFE29399FE |  | n/a
Replacement | bamb@bre.co.uk | 2018-10-24T00:00:00 | Requirement | Type | ExternalWallType1B-Caisson-Woodwool(againstIJoists) | FALSE | True,False | BAMB |  | B7C15114-9C44-BEE4-E318-9181A47F372E |  | n/a
Replacement | bamb@bre.co.uk | 2018-10-24T00:00:00 | Requirement | Type | ExternalWallType1B-Caisson-OSB(innersheet) | FALSE | True,False | BAMB |  | 675C38BC-1C81-4C59-8326-DA4C8DFCD754 |  | n/a
Replacement | bamb@bre.co.uk | 2018-10-24T00:00:00 | Requirement | Type | ExternalWallType1B-Cellulose | FALSE | True,False | BAMB |  | 16557F22-1B4F-0806-BD53-01392DDFBB2B |  | n/a
Replacement | bamb@bre.co.uk | 2018-10-24T00:00:00 | Requirement | Type | ExternalWallType1B-ClayPlasterFinish | FALSE | True,False | BAMB |  | D05AB018-4DF4-3356-DEA8-BC1B689B6A92 |  | n/a
Replacement | bamb@bre.co.uk | 2018-10-24T00:00:00 | Requirement | Type | ExternalWallType2-ReclaimedCedarCladding | FALSE | True,False | BAMB |  | 6255038E-155D-D20C-74C3-CE46F7FC43DB |  | n/a
Replacement | bamb@bre.co.uk | 2018-10-24T00:00:00 | Requirement | Type | ExternalWallType2-BatteninSoftWood | FALSE | True,False | BAMB |  | 2FA35863-2C4E-E359-64EE-F0F0C07BF397 |  | n/a
Replacement | bamb@bre.co.uk | 2018-10-24T00:00:00 | Requirement | Type | ExternalWallType2-Caisson-MDF(outersheet) | FALSE | True,False | BAMB |  | D60821FB-7C34-713B-5F78-2EEBA31F3DE7 |  | n/a
Replacement | bamb@bre.co.uk | 2018-10-24T00:00:00 | Requirement | Type | ExternalWallType2-Caisson-OSB(sidesheet) | FALSE | True,False | BAMB |  | 8EC3EB60-CE0E-EE5E-48F9-ED79FFD06565 |  | n/a
Replacement | bamb@bre.co.uk | 2018-10-24T00:00:00 | Requirement | Type | ExternalWallType2-Caisson-IJoist(Web)OSB | FALSE | True,False | BAMB |  | 4FAA676C-8F9A-831D-56DD-440913B5A5BD |  | n/a
Replacement | bamb@bre.co.uk | 2018-10-24T00:00:00 | Requirement | Type | ExternalWallType2-Caisson-IJoist(flanges) | FALSE | True,False | BAMB |  | 493F8F61-A091-D492-4D54-84E89A385FE8 |  | n/a
Replacement | bamb@bre.co.uk | 2018-10-24T00:00:00 | Requirement | Type | ExternalWallType2-Caisson-Woodwool(againstIJoists) | FALSE | True,False | BAMB |  | 83D9E155-05E3-CFE2-1CB6-390C5315B93D |  | n/a
Replacement | bamb@bre.co.uk | 2018-10-24T00:00:00 | Requirement | Type | ExternalWallType2-Caisson-OSB(innersheet) | FALSE | True,False | BAMB |  | 275F1BD9-C22B-D49B-097F-F478997B9C84 |  | n/a
Replacement | bamb@bre.co.uk | 2018-10-24T00:00:00 | Requirement | Type | ExternalWallType2-Cellulose | FALSE | True,False | BAMB |  | EA620D7C-FA10-B32E-6DF8-23DEF6672165 |  | n/a
Replacement | bamb@bre.co.uk | 2018-10-24T00:00:00 | Requirement | Type | ExternalWindows-TimberFrame | FALSE | True,False | BAMB |  | 4285EB11-EB11-FBE3-2780-4A38F99A5B81 |  | n/a
Replacement | bamb@bre.co.uk | 2018-10-24T00:00:00 | Requirement | Type | ExternalWindows-Glazing(doubleglazed,sealedunit) | FALSE | True,False | BAMB |  | E569C602-470F-AA27-0E79-05924E2B2993 |  | n/a
Replacement | bamb@bre.co.uk | 2018-10-24T00:00:00 | Requirement | Type | InternalwallsandParitions-ClayPlasterFinish | FALSE | True,False | BAMB |  | F1082CF4-945C-DE1A-94B1-65A25ACAFFBC |  | n/a
Replacement | bamb@bre.co.uk | 2018-10-24T00:00:00 | Requirement | Type | InternalwallsandParitions-ClayBrick | FALSE | True,False | BAMB |  | 54C14D2B-01F8-3775-CCC7-D3F264420BDC |  | n/a
Replacement | bamb@bre.co.uk | 2018-10-24T00:00:00 | Requirement | Type | InternalwallsandParitions-MortarforClayBrick | FALSE | True,False | BAMB |  | FD5AB693-333A-E256-8FA7-BCD7868133A0 |  | n/a
DesignLife | bamb@bre.co.uk | 2018-10-24T00:00:00 | Requirement | Type | Groundfloor-MDF | 20 | yrs. ᵉˢᵗᶥᵐᵃᵗᵉ | BAMB | BAMB_SpaceTimeCommon | 06F2D799-B1F3-1F9C-5012-66542C3FB1FF |  | n/a
DesignLife | bamb@bre.co.uk | 2018-10-24T00:00:00 | Requirement | Type | Groundfloor-TimberJoist(softwood) | 20 | yrs. ᵉˢᵗᶥᵐᵃᵗᵉ | BAMB | BAMB_SpaceTimeCommon | 01F50D91-BBAF-A5BF-8320-3EECB29E1992 |  | n/a
DesignLife | bamb@bre.co.uk | 2018-10-24T00:00:00 | Requirement | Type | Groundfloor-Cork | 20 | yrs. ᵉˢᵗᶥᵐᵃᵗᵉ | BAMB | BAMB_SpaceTimeCommon | A62C48F5-3D87-213B-A0EE-0EADD5CAC220 |  | n/a
DesignLife | bamb@bre.co.uk | 2018-10-24T00:00:00 | Requirement | Type | Groundfloor-Woodwool | 20 | yrs. ᵉˢᵗᶥᵐᵃᵗᵉ | BAMB | BAMB_SpaceTimeCommon | B5C24BE4-8393-40B1-7B76-8A3558013519 |  | n/a
DesignLife | bamb@bre.co.uk | 2018-10-24T00:00:00 | Requirement | Type | Groundfloor-OSB | 20 | yrs. ᵉˢᵗᶥᵐᵃᵗᵉ | BAMB | BAMB_SpaceTimeCommon | 4BFE6679-D87C-6586-0419-060AE46C7C90 |  | n/a
DesignLife | bamb@bre.co.uk | 2018-10-24T00:00:00 | Requirement | Type | Groundfloor-AcousticPanel:cementboard | 20 | yrs. ᵉˢᵗᶥᵐᵃᵗᵉ | BAMB | BAMB_SpaceTimeCommon | F0D7AC29-9B92-4B95-E73C-BCBADE9B526E |  | n/a
DesignLife | bamb@bre.co.uk | 2018-10-24T00:00:00 | Requirement | Type | Groundfloor-Floorfinishes:parquet | 20 | yrs. ᵉˢᵗᶥᵐᵃᵗᵉ | BAMB | BAMB_SpaceTimeCommon | 3C7457CF-0E93-3741-2AE0-1AB38D035BE3 |  | n/a
DesignLife | bamb@bre.co.uk | 2018-10-24T00:00:00 | Requirement | Type | TimberFrame-ExternalColumns:SoftWood | 20 | yrs. ᵉˢᵗᶥᵐᵃᵗᵉ | BAMB | BAMB_SpaceTimeCommon | 6A9C1D04-DA64-1037-DB04-AA3B7965A041 |  | n/a
DesignLife | bamb@bre.co.uk | 2018-10-24T00:00:00 | Requirement | Type | TimberFrame-InternalColumnsType1:SoftWood | 20 | yrs. ᵉˢᵗᶥᵐᵃᵗᵉ | BAMB | BAMB_SpaceTimeCommon | 0D56F1D6-F7CD-CFA4-133D-51999E30BF61 |  | n/a
DesignLife | bamb@bre.co.uk | 2018-10-24T00:00:00 | Requirement | Type | TimberFrame-InternalColumnsType2:SoftWood | 20 | yrs. ᵉˢᵗᶥᵐᵃᵗᵉ | BAMB | BAMB_SpaceTimeCommon | 90A3868D-C65B-CF8C-993B-979ADD5CB0A0 |  | n/a
DesignLife | bamb@bre.co.uk | 2018-10-24T00:00:00 | Requirement | Type | TimberFrame-Beam-Roof:SoftWood | 20 | yrs. ᵉˢᵗᶥᵐᵃᵗᵉ | BAMB | BAMB_SpaceTimeCommon | 919FE82B-46A3-ACA0-24D0-A37715B73E6D |  | n/a
DesignLife | bamb@bre.co.uk | 2018-10-24T00:00:00 | Requirement | Type | Mezzanine-RockPanel | 20 | yrs. ᵉˢᵗᶥᵐᵃᵗᵉ | BAMB | BAMB_SpaceTimeCommon | 7022AABD-135F-7306-F87A-E67BC5F1A266 |  | n/a
DesignLife | bamb@bre.co.uk | 2018-10-24T00:00:00 | Requirement | Type | Mezzanine-Joist(softwood) | 20 | yrs. ᵉˢᵗᶥᵐᵃᵗᵉ | BAMB | BAMB_SpaceTimeCommon | C2D75E41-E271-7B1E-B1CD-DA5F9BBDC541 |  | n/a
DesignLife | bamb@bre.co.uk | 2018-10-24T00:00:00 | Requirement | Type | Mezzanine-OSB | 20 | yrs. ᵉˢᵗᶥᵐᵃᵗᵉ | BAMB | BAMB_SpaceTimeCommon | 01AE7EFF-8950-D418-C83B-64D589E0426B |  | n/a
DesignLife | bamb@bre.co.uk | 2018-10-24T00:00:00 | Requirement | Type | Mezzanine-AcousticPanel:cementboard | 20 | yrs. ᵉˢᵗᶥᵐᵃᵗᵉ | BAMB | BAMB_SpaceTimeCommon | 41D1D32D-8464-98AA-C1D2-76DA3F0DD65D |  | n/a
DesignLife | bamb@bre.co.uk | 2018-10-24T00:00:00 | Requirement | Type | Mezzanine-Floorfinishes:parquet | 20 | yrs. ᵉˢᵗᶥᵐᵃᵗᵉ | BAMB | BAMB_SpaceTimeCommon | BA5F3741-FEC9-5BCD-9AD5-7D659A421D0F |  | n/a
DesignLife | bamb@bre.co.uk | 2018-10-24T00:00:00 | Requirement | Type | PichedRoof-Raftersintimberfin(softwood) | 20 | yrs. ᵉˢᵗᶥᵐᵃᵗᵉ | BAMB | BAMB_SpaceTimeCommon | 01182E0E-A778-9112-A844-7CB8AE0060E4 |  | n/a
DesignLife | bamb@bre.co.uk | 2018-10-24T00:00:00 | Requirement | Type | PichedRoof-WaterproofMembrane | 20 | yrs. ᵉˢᵗᶥᵐᵃᵗᵉ | BAMB | BAMB_SpaceTimeCommon | 0A84862B-0439-0C01-0BA0-A243D1065416 |  | n/a
DesignLife | bamb@bre.co.uk | 2018-10-24T00:00:00 | Requirement | Type | PichedRoof-OSB_1 | 20 | yrs. ᵉˢᵗᶥᵐᵃᵗᵉ | BAMB | BAMB_SpaceTimeCommon | CCF44334-4B30-7DC6-E117-7F4992C3C19F |  | n/a
DesignLife | bamb@bre.co.uk | 2018-10-24T00:00:00 | Requirement | Type | PichedRoof-TimberJoist | 20 | yrs. ᵉˢᵗᶥᵐᵃᵗᵉ | BAMB | BAMB_SpaceTimeCommon | E39FB631-E28B-EBA4-74CD-6DD3F6EEFB65 |  | n/a
DesignLife | bamb@bre.co.uk | 2018-10-24T00:00:00 | Requirement | Type | PichedRoof-Woodwool | 20 | yrs. ᵉˢᵗᶥᵐᵃᵗᵉ | BAMB | BAMB_SpaceTimeCommon | E42B2041-C156-9350-CB0A-ED49C5C19FE8 |  | n/a
DesignLife | bamb@bre.co.uk | 2018-10-24T00:00:00 | Requirement | Type | PichedRoof-OSB_2 | 20 | yrs. ᵉˢᵗᶥᵐᵃᵗᵉ | BAMB | BAMB_SpaceTimeCommon | F97A6A31-D913-A7D5-0340-6F4B529A2ECE |  | n/a
DesignLife | bamb@bre.co.uk | 2018-10-24T00:00:00 | Requirement | Type | PichedRoofCovering-Corrugatedglalvanisedsteelsheet | 20 | yrs. ᵉˢᵗᶥᵐᵃᵗᵉ | BAMB | BAMB_SpaceTimeCommon | EC428108-8926-D54D-45C5-F11C912FC933 |  | n/a
DesignLife | bamb@bre.co.uk | 2018-10-24T00:00:00 | Requirement | Type | FlatRoof-MDF(ref:totem) | 20 | yrs. ᵉˢᵗᶥᵐᵃᵗᵉ | BAMB | BAMB_SpaceTimeCommon | 2C53A8F3-DB3A-105E-9B51-BA0ECB91E60F |  | n/a
DesignLife | bamb@bre.co.uk | 2018-10-24T00:00:00 | Requirement | Type | FlatRoof-OSB | 20 | yrs. ᵉˢᵗᶥᵐᵃᵗᵉ | BAMB | BAMB_SpaceTimeCommon | 90CFD3CA-6AF9-90B1-3989-ACE0A82E76E0 |  | n/a
DesignLife | bamb@bre.co.uk | 2018-10-24T00:00:00 | Requirement | Type | FlatRoof-Cellulose | 20 | yrs. ᵉˢᵗᶥᵐᵃᵗᵉ | BAMB | BAMB_SpaceTimeCommon | 99F50188-51ED-4B1F-97AA-6CDC27A568F6 |  | n/a
DesignLife | bamb@bre.co.uk | 2018-10-24T00:00:00 | Requirement | Type | FlatRoof-Membranepro-climat | 20 | yrs. ᵉˢᵗᶥᵐᵃᵗᵉ | BAMB | BAMB_SpaceTimeCommon | 96BEA6D1-925A-BACE-C770-CFE4A2FADB29 |  | n/a
DesignLife | bamb@bre.co.uk | 2018-10-24T00:00:00 | Requirement | Type | FlatRoof-Raftersintimberfin(softwood) | 20 | yrs. ᵉˢᵗᶥᵐᵃᵗᵉ | BAMB | BAMB_SpaceTimeCommon | B8C87F4C-796B-920D-5D8E-B9AB21A3E91F |  | n/a
DesignLife | bamb@bre.co.uk | 2018-10-24T00:00:00 | Requirement | Type | FlatRoofCovering-EPDM | 20 | yrs. ᵉˢᵗᶥᵐᵃᵗᵉ | BAMB | BAMB_SpaceTimeCommon | A5EF5843-71FD-6B99-C5CE-F768BCE65838 |  | n/a
DesignLife | bamb@bre.co.uk | 2018-10-24T00:00:00 | Requirement | Type | FlatRoof-InternalCeilingFinishes:RockPanel | 20 | yrs. ᵉˢᵗᶥᵐᵃᵗᵉ | BAMB | BAMB_SpaceTimeCommon | EC542514-E033-C1EB-FD5B-0E15881A184F |  | n/a
DesignLife | bamb@bre.co.uk | 2018-10-24T00:00:00 | Requirement | Type | ExternalWallType1A-RockPanel | 20 | yrs. ᵉˢᵗᶥᵐᵃᵗᵉ | BAMB | BAMB_SpaceTimeCommon | 03EFED72-4FCC-EFF1-4317-D295F6C64EC3 |  | n/a
DesignLife | bamb@bre.co.uk | 2018-10-24T00:00:00 | Requirement | Type | ExternalWallType1A-BatteninSoftWood | 20 | yrs. ᵉˢᵗᶥᵐᵃᵗᵉ | BAMB | BAMB_SpaceTimeCommon | 344BB8BC-FA49-5275-D658-700B54AE90FC |  | n/a
DesignLife | bamb@bre.co.uk | 2018-10-24T00:00:00 | Requirement | Type | ExternalWallType1A-Caisson-MDF(outersheet) | 20 | yrs. ᵉˢᵗᶥᵐᵃᵗᵉ | BAMB | BAMB_SpaceTimeCommon | 585B97A7-7759-3AD1-6080-21E5B25F3DBD |  | n/a
DesignLife | bamb@bre.co.uk | 2018-10-24T00:00:00 | Requirement | Type | ExternalWallType1A-Caisson-OSB(sidesheet) | 20 | yrs. ᵉˢᵗᶥᵐᵃᵗᵉ | BAMB | BAMB_SpaceTimeCommon | 1C229321-DF17-FF9A-F7F7-A20FED0CBC09 |  | n/a
DesignLife | bamb@bre.co.uk | 2018-10-24T00:00:00 | Requirement | Type | ExternalWallType1A-Caisson-IJoist(Web)OSB | 20 | yrs. ᵉˢᵗᶥᵐᵃᵗᵉ | BAMB | BAMB_SpaceTimeCommon | BB217699-A740-524B-0898-17DC5372C89D |  | n/a
DesignLife | bamb@bre.co.uk | 2018-10-24T00:00:00 | Requirement | Type | ExternalWallType1A-Caisson-IJoist(flanges) | 20 | yrs. ᵉˢᵗᶥᵐᵃᵗᵉ | BAMB | BAMB_SpaceTimeCommon | 4F268C29-B208-B0D1-707F-6492D63C4729 |  | n/a
DesignLife | bamb@bre.co.uk | 2018-10-24T00:00:00 | Requirement | Type | ExternalWallType1A-Caisson-Woodwool(againstIJoists) | 20 | yrs. ᵉˢᵗᶥᵐᵃᵗᵉ | BAMB | BAMB_SpaceTimeCommon | A7225329-61E2-D34F-85EC-24B14D34D20F |  | n/a
DesignLife | bamb@bre.co.uk | 2018-10-24T00:00:00 | Requirement | Type | ExternalWallType1A-Caisson-OSB(innersheet) | 20 | yrs. ᵉˢᵗᶥᵐᵃᵗᵉ | BAMB | BAMB_SpaceTimeCommon | 381F35DF-28F5-1D5C-B290-5B4FBA2E6F23 |  | n/a
DesignLife | bamb@bre.co.uk | 2018-10-24T00:00:00 | Requirement | Type | ExternalWallType1A-Cellulose | 20 | yrs. ᵉˢᵗᶥᵐᵃᵗᵉ | BAMB | BAMB_SpaceTimeCommon | 8EB19C30-FE73-A899-504A-CCEEBE28C18D |  | n/a
DesignLife | bamb@bre.co.uk | 2018-10-24T00:00:00 | Requirement | Type | ExternalWallType1B-RockPanel | 20 | yrs. ᵉˢᵗᶥᵐᵃᵗᵉ | BAMB | BAMB_SpaceTimeCommon | 2688B81C-26FC-EB2B-CC79-A3511A69D603 |  | n/a
DesignLife | bamb@bre.co.uk | 2018-10-24T00:00:00 | Requirement | Type | ExternalWallType1B-BatteninSoftWood | 20 | yrs. ᵉˢᵗᶥᵐᵃᵗᵉ | BAMB | BAMB_SpaceTimeCommon | AB62D6C0-BCDC-1A32-F566-E590DFA65D63 |  | n/a
DesignLife | bamb@bre.co.uk | 2018-10-24T00:00:00 | Requirement | Type | ExternalWallType1B-Caisson-MDF(outersheet) | 20 | yrs. ᵉˢᵗᶥᵐᵃᵗᵉ | BAMB | BAMB_SpaceTimeCommon | 8B9B3DFB-A6A7-53DC-6501-3E4BEA422D88 |  | n/a
DesignLife | bamb@bre.co.uk | 2018-10-24T00:00:00 | Requirement | Type | ExternalWallType1B-Caisson-OSB(sidesheet) | 20 | yrs. ᵉˢᵗᶥᵐᵃᵗᵉ | BAMB | BAMB_SpaceTimeCommon | DC1A926E-512D-C716-FAD9-79992076F492 |  | n/a
DesignLife | bamb@bre.co.uk | 2018-10-24T00:00:00 | Requirement | Type | ExternalWallType1B-Caisson-IJoist(Web)OSB | 20 | yrs. ᵉˢᵗᶥᵐᵃᵗᵉ | BAMB | BAMB_SpaceTimeCommon | 119B09A4-D964-8237-9A54-6726E60A14F1 |  | n/a
DesignLife | bamb@bre.co.uk | 2018-10-24T00:00:00 | Requirement | Type | ExternalWallType1B-Caisson-IJoist(flanges) | 20 | yrs. ᵉˢᵗᶥᵐᵃᵗᵉ | BAMB | BAMB_SpaceTimeCommon | 97FAFBC1-F39B-5A1A-B7FE-5532D4DEE58B |  | n/a
DesignLife | bamb@bre.co.uk | 2018-10-24T00:00:00 | Requirement | Type | ExternalWallType1B-Caisson-Woodwool(againstIJoists) | 20 | yrs. ᵉˢᵗᶥᵐᵃᵗᵉ | BAMB | BAMB_SpaceTimeCommon | C3CA9BE5-6E3E-B1FB-C867-B2380EEBA0C0 |  | n/a
DesignLife | bamb@bre.co.uk | 2018-10-24T00:00:00 | Requirement | Type | ExternalWallType1B-Caisson-OSB(innersheet) | 20 | yrs. ᵉˢᵗᶥᵐᵃᵗᵉ | BAMB | BAMB_SpaceTimeCommon | 9357FC72-BD3C-D1CF-D62A-F2CD06522669 |  | n/a
DesignLife | bamb@bre.co.uk | 2018-10-24T00:00:00 | Requirement | Type | ExternalWallType1B-Cellulose | 20 | yrs. ᵉˢᵗᶥᵐᵃᵗᵉ | BAMB | BAMB_SpaceTimeCommon | F143818B-B8FE-FC77-1C28-5AD9163EE334 |  | n/a
DesignLife | bamb@bre.co.uk | 2018-10-24T00:00:00 | Requirement | Type | ExternalWallType1B-ClayPlasterFinish | 20 | yrs. ᵉˢᵗᶥᵐᵃᵗᵉ | BAMB | BAMB_SpaceTimeCommon | DF67BCDB-AD87-E89B-0DD5-AD62F492213F |  | n/a
DesignLife | bamb@bre.co.uk | 2018-10-24T00:00:00 | Requirement | Type | ExternalWallType2-ReclaimedCedarCladding | 20 | yrs. ᵉˢᵗᶥᵐᵃᵗᵉ | BAMB | BAMB_SpaceTimeCommon | 574AF8E8-B61A-0C58-F0BD-B2CE14CBB181 |  | n/a
DesignLife | bamb@bre.co.uk | 2018-10-24T00:00:00 | Requirement | Type | ExternalWallType2-BatteninSoftWood | 20 | yrs. ᵉˢᵗᶥᵐᵃᵗᵉ | BAMB | BAMB_SpaceTimeCommon | 66F023A9-06BD-5202-1A82-B137D61A05A2 |  | n/a
DesignLife | bamb@bre.co.uk | 2018-10-24T00:00:00 | Requirement | Type | ExternalWallType2-Caisson-MDF(outersheet) | 20 | yrs. ᵉˢᵗᶥᵐᵃᵗᵉ | BAMB | BAMB_SpaceTimeCommon | 45ED755C-E1D8-F817-AB79-261CB4966BD4 |  | n/a
DesignLife | bamb@bre.co.uk | 2018-10-24T00:00:00 | Requirement | Type | ExternalWallType2-Caisson-OSB(sidesheet) | 20 | yrs. ᵉˢᵗᶥᵐᵃᵗᵉ | BAMB | BAMB_SpaceTimeCommon | 51708EFA-6084-79CA-4DA8-0F2BCEC179F6 |  | n/a
DesignLife | bamb@bre.co.uk | 2018-10-24T00:00:00 | Requirement | Type | ExternalWallType2-Caisson-IJoist(Web)OSB | 20 | yrs. ᵉˢᵗᶥᵐᵃᵗᵉ | BAMB | BAMB_SpaceTimeCommon | 9D7BFD9F-6F0C-A3AD-5E10-16EF6B8A4B1A |  | n/a
DesignLife | bamb@bre.co.uk | 2018-10-24T00:00:00 | Requirement | Type | ExternalWallType2-Caisson-IJoist(flanges) | 20 | yrs. ᵉˢᵗᶥᵐᵃᵗᵉ | BAMB | BAMB_SpaceTimeCommon | 7D3B6525-E109-3A57-1168-092A6F9BFA9C |  | n/a
DesignLife | bamb@bre.co.uk | 2018-10-24T00:00:00 | Requirement | Type | ExternalWallType2-Caisson-Woodwool(againstIJoists) | 20 | yrs. ᵉˢᵗᶥᵐᵃᵗᵉ | BAMB | BAMB_SpaceTimeCommon | A9076FCA-9C8C-CF7C-FE40-47DC6FFAE612 |  | n/a
DesignLife | bamb@bre.co.uk | 2018-10-24T00:00:00 | Requirement | Type | ExternalWallType2-Caisson-OSB(innersheet) | 20 | yrs. ᵉˢᵗᶥᵐᵃᵗᵉ | BAMB | BAMB_SpaceTimeCommon | 2563548E-57CB-52E5-9DC4-E159CA7787BB |  | n/a
DesignLife | bamb@bre.co.uk | 2018-10-24T00:00:00 | Requirement | Type | ExternalWallType2-Cellulose | 20 | yrs. ᵉˢᵗᶥᵐᵃᵗᵉ | BAMB | BAMB_SpaceTimeCommon | CECBA5DE-7108-C014-0003-D51CB1AB1598 |  | n/a
DesignLife | bamb@bre.co.uk | 2018-10-24T00:00:00 | Requirement | Type | ExternalWindows-TimberFrame | 20 | yrs. ᵉˢᵗᶥᵐᵃᵗᵉ | BAMB | BAMB_SpaceTimeCommon | F02102B0-B65F-6652-E057-5832F91C398E |  | n/a
DesignLife | bamb@bre.co.uk | 2018-10-24T00:00:00 | Requirement | Type | ExternalWindows-Glazing(doubleglazed,sealedunit) | 20 | yrs. ᵉˢᵗᶥᵐᵃᵗᵉ | BAMB | BAMB_SpaceTimeCommon | 12285051-4615-30FB-82FD-D69CD45CF611 |  | n/a
DesignLife | bamb@bre.co.uk | 2018-10-24T00:00:00 | Requirement | Type | InternalwallsandParitions-ClayPlasterFinish | 20 | yrs. ᵉˢᵗᶥᵐᵃᵗᵉ | BAMB | BAMB_SpaceTimeCommon | A7BC73CD-1972-772E-F302-BA73A30447DC |  | n/a
DesignLife | bamb@bre.co.uk | 2018-10-24T00:00:00 | Requirement | Type | InternalwallsandParitions-ClayBrick | 20 | yrs. ᵉˢᵗᶥᵐᵃᵗᵉ | BAMB | BAMB_SpaceTimeCommon | 8AB601B5-C7AC-CB49-127A-992A2421D2B4 |  | n/a
DesignLife | bamb@bre.co.uk | 2018-10-24T00:00:00 | Requirement | Type | InternalwallsandParitions-MortarforClayBrick | 20 | yrs. ᵉˢᵗᶥᵐᵃᵗᵉ | BAMB | BAMB_SpaceTimeCommon | EE0168DC-310C-3358-48FD-A8B67C4E03E6 |  | n/a
Frequency_B4 | bamb@bre.co.uk | 2018-10-24T00:00:00 | Requirement | Type | Groundfloor-MDF | 20 | yrs. ᵉˢᵗᶥᵐᵃᵗᵉ | BAMB | BAMB_ElementTimeCommon | 29F1401B-E573-191C-0E3F-E36B28837DB9 |  | n/a
Frequency_B4 | bamb@bre.co.uk | 2018-10-24T00:00:00 | Requirement | Type | Groundfloor-TimberJoist(softwood) | 20 | yrs. ᵉˢᵗᶥᵐᵃᵗᵉ | BAMB | BAMB_ElementTimeCommon | AEBE8A95-21BB-F432-1CE0-A1A2713965D0 |  | n/a
Frequency_B4 | bamb@bre.co.uk | 2018-10-24T00:00:00 | Requirement | Type | Groundfloor-Cork | 20 | yrs. ᵉˢᵗᶥᵐᵃᵗᵉ | BAMB | BAMB_ElementTimeCommon | 59DB5C74-02AE-2C0F-812D-95CD869E3606 |  | n/a
Frequency_B4 | bamb@bre.co.uk | 2018-10-24T00:00:00 | Requirement | Type | Groundfloor-Woodwool | 20 | yrs. ᵉˢᵗᶥᵐᵃᵗᵉ | BAMB | BAMB_ElementTimeCommon | 124C6252-6B69-F35E-8EBE-FCA026DE6465 |  | n/a
Frequency_B4 | bamb@bre.co.uk | 2018-10-24T00:00:00 | Requirement | Type | Groundfloor-OSB | 20 | yrs. ᵉˢᵗᶥᵐᵃᵗᵉ | BAMB | BAMB_ElementTimeCommon | 3843A43C-0D82-B660-123D-8C56ACB1C7DF |  | n/a
Frequency_B4 | bamb@bre.co.uk | 2018-10-24T00:00:00 | Requirement | Type | Groundfloor-AcousticPanel:cementboard | 20 | yrs. ᵉˢᵗᶥᵐᵃᵗᵉ | BAMB | BAMB_ElementTimeCommon | 9F7B5317-A44A-6D93-0F85-22E318761860 |  | n/a
Frequency_B4 | bamb@bre.co.uk | 2018-10-24T00:00:00 | Requirement | Type | Groundfloor-Floorfinishes:parquet | 20 | yrs. ᵉˢᵗᶥᵐᵃᵗᵉ | BAMB | BAMB_ElementTimeCommon | 5993F2F2-B015-1ED6-A2E7-E165977DBE9E |  | n/a
Frequency_B4 | bamb@bre.co.uk | 2018-10-24T00:00:00 | Requirement | Type | TimberFrame-ExternalColumns:SoftWood | 20 | yrs. ᵉˢᵗᶥᵐᵃᵗᵉ | BAMB | BAMB_ElementTimeCommon | 6B9513C3-DFB1-3F75-F3D2-695AE320DBF9 |  | n/a
Frequency_B4 | bamb@bre.co.uk | 2018-10-24T00:00:00 | Requirement | Type | TimberFrame-InternalColumnsType1:SoftWood | 20 | yrs. ᵉˢᵗᶥᵐᵃᵗᵉ | BAMB | BAMB_ElementTimeCommon | 522D43C3-CEEB-07A9-45B9-9589C97086C3 |  | n/a
Frequency_B4 | bamb@bre.co.uk | 2018-10-24T00:00:00 | Requirement | Type | TimberFrame-InternalColumnsType2:SoftWood | 20 | yrs. ᵉˢᵗᶥᵐᵃᵗᵉ | BAMB | BAMB_ElementTimeCommon | 3376CAEE-3B6E-14C5-AB34-C2E1D51970BF |  | n/a
Frequency_B4 | bamb@bre.co.uk | 2018-10-24T00:00:00 | Requirement | Type | TimberFrame-Beam-Roof:SoftWood | 20 | yrs. ᵉˢᵗᶥᵐᵃᵗᵉ | BAMB | BAMB_ElementTimeCommon | A643769B-DE28-12AC-5B4A-1A849F71E769 |  | n/a
Frequency_B4 | bamb@bre.co.uk | 2018-10-24T00:00:00 | Requirement | Type | Mezzanine-RockPanel | 20 | yrs. ᵉˢᵗᶥᵐᵃᵗᵉ | BAMB | BAMB_ElementTimeCommon | 44249570-808F-D693-21FE-E333F4F71BA0 |  | n/a
Frequency_B4 | bamb@bre.co.uk | 2018-10-24T00:00:00 | Requirement | Type | Mezzanine-Joist(softwood) | 20 | yrs. ᵉˢᵗᶥᵐᵃᵗᵉ | BAMB | BAMB_ElementTimeCommon | E3AA1237-34AE-7547-557B-9A1B66EECE57 |  | n/a
Frequency_B4 | bamb@bre.co.uk | 2018-10-24T00:00:00 | Requirement | Type | Mezzanine-OSB | 20 | yrs. ᵉˢᵗᶥᵐᵃᵗᵉ | BAMB | BAMB_ElementTimeCommon | EC0CD970-3013-4ADB-80FD-3EBB976D5E20 |  | n/a
Frequency_B4 | bamb@bre.co.uk | 2018-10-24T00:00:00 | Requirement | Type | Mezzanine-AcousticPanel:cementboard | 20 | yrs. ᵉˢᵗᶥᵐᵃᵗᵉ | BAMB | BAMB_ElementTimeCommon | 90B7B025-1978-9254-12BD-269679660791 |  | n/a
Frequency_B4 | bamb@bre.co.uk | 2018-10-24T00:00:00 | Requirement | Type | Mezzanine-Floorfinishes:parquet | 20 | yrs. ᵉˢᵗᶥᵐᵃᵗᵉ | BAMB | BAMB_ElementTimeCommon | BA47BC44-450B-C7AF-EE90-743C502919F9 |  | n/a
Frequency_B4 | bamb@bre.co.uk | 2018-10-24T00:00:00 | Requirement | Type | PichedRoof-Raftersintimberfin(softwood) | 20 | yrs. ᵉˢᵗᶥᵐᵃᵗᵉ | BAMB | BAMB_ElementTimeCommon | 932E611A-4635-F9BC-DF42-CE7B14009EF1 |  | n/a
Frequency_B4 | bamb@bre.co.uk | 2018-10-24T00:00:00 | Requirement | Type | PichedRoof-WaterproofMembrane | 20 | yrs. ᵉˢᵗᶥᵐᵃᵗᵉ | BAMB | BAMB_ElementTimeCommon | EC5E5750-21CE-CA52-7882-658B01FB877E |  | n/a
Frequency_B4 | bamb@bre.co.uk | 2018-10-24T00:00:00 | Requirement | Type | PichedRoof-OSB_1 | 20 | yrs. ᵉˢᵗᶥᵐᵃᵗᵉ | BAMB | BAMB_ElementTimeCommon | E3CCE4D8-A002-8514-49A1-B1F2E0CEF5E3 |  | n/a
Frequency_B4 | bamb@bre.co.uk | 2018-10-24T00:00:00 | Requirement | Type | PichedRoof-TimberJoist | 20 | yrs. ᵉˢᵗᶥᵐᵃᵗᵉ | BAMB | BAMB_ElementTimeCommon | CDB84888-5943-DCAA-7A23-98B99ADE2C2E |  | n/a
Frequency_B4 | bamb@bre.co.uk | 2018-10-24T00:00:00 | Requirement | Type | PichedRoof-Woodwool | 20 | yrs. ᵉˢᵗᶥᵐᵃᵗᵉ | BAMB | BAMB_ElementTimeCommon | 3EE5B8C4-CC03-7FD2-0CB2-33B85A4BDF78 |  | n/a
Frequency_B4 | bamb@bre.co.uk | 2018-10-24T00:00:00 | Requirement | Type | PichedRoof-OSB_2 | 20 | yrs. ᵉˢᵗᶥᵐᵃᵗᵉ | BAMB | BAMB_ElementTimeCommon | FCC0413C-43D4-8DE1-35A3-C423C97C5AE6 |  | n/a
Frequency_B4 | bamb@bre.co.uk | 2018-10-24T00:00:00 | Requirement | Type | PichedRoofCovering-Corrugatedglalvanisedsteelsheet | 20 | yrs. ᵉˢᵗᶥᵐᵃᵗᵉ | BAMB | BAMB_ElementTimeCommon | 46B1E612-BE99-482F-8E08-C39EF4DC082D |  | n/a
Frequency_B4 | bamb@bre.co.uk | 2018-10-24T00:00:00 | Requirement | Type | FlatRoof-MDF(ref:totem) | 20 | yrs. ᵉˢᵗᶥᵐᵃᵗᵉ | BAMB | BAMB_ElementTimeCommon | 6C75EB6D-AEC8-4600-EBE4-446B39F45FA9 |  | n/a
Frequency_B4 | bamb@bre.co.uk | 2018-10-24T00:00:00 | Requirement | Type | FlatRoof-OSB | 20 | yrs. ᵉˢᵗᶥᵐᵃᵗᵉ | BAMB | BAMB_ElementTimeCommon | 8600D68F-F244-8B3F-9990-833F683242FA |  | n/a
Frequency_B4 | bamb@bre.co.uk | 2018-10-24T00:00:00 | Requirement | Type | FlatRoof-Cellulose | 20 | yrs. ᵉˢᵗᶥᵐᵃᵗᵉ | BAMB | BAMB_ElementTimeCommon | 55F03B34-AF69-A0F3-B952-9C6A00722DA3 |  | n/a
Frequency_B4 | bamb@bre.co.uk | 2018-10-24T00:00:00 | Requirement | Type | FlatRoof-Membranepro-climat | 20 | yrs. ᵉˢᵗᶥᵐᵃᵗᵉ | BAMB | BAMB_ElementTimeCommon | C113498D-D36B-A3E7-C371-83CEA041E395 |  | n/a
Frequency_B4 | bamb@bre.co.uk | 2018-10-24T00:00:00 | Requirement | Type | FlatRoof-Raftersintimberfin(softwood) | 20 | yrs. ᵉˢᵗᶥᵐᵃᵗᵉ | BAMB | BAMB_ElementTimeCommon | 9FAB3C67-9B88-6726-9148-D32C5CAC8133 |  | n/a
Frequency_B4 | bamb@bre.co.uk | 2018-10-24T00:00:00 | Requirement | Type | FlatRoofCovering-EPDM | 20 | yrs. ᵉˢᵗᶥᵐᵃᵗᵉ | BAMB | BAMB_ElementTimeCommon | 701E92CF-6C99-3EAF-C5A3-361B4B6F3B68 |  | n/a
Frequency_B4 | bamb@bre.co.uk | 2018-10-24T00:00:00 | Requirement | Type | FlatRoof-InternalCeilingFinishes:RockPanel | 20 | yrs. ᵉˢᵗᶥᵐᵃᵗᵉ | BAMB | BAMB_ElementTimeCommon | 161032C4-7D89-C967-4FE7-0534EF6C8977 |  | n/a
Frequency_B4 | bamb@bre.co.uk | 2018-10-24T00:00:00 | Requirement | Type | ExternalWallType1A-RockPanel | 20 | yrs. ᵉˢᵗᶥᵐᵃᵗᵉ | BAMB | BAMB_ElementTimeCommon | EAF7A5B6-F4BC-2C18-3E16-5E2BB2CDAC7E |  | n/a
Frequency_B4 | bamb@bre.co.uk | 2018-10-24T00:00:00 | Requirement | Type | ExternalWallType1A-BatteninSoftWood | 20 | yrs. ᵉˢᵗᶥᵐᵃᵗᵉ | BAMB | BAMB_ElementTimeCommon | B880D2F4-7E6C-A390-3EF2-C216331F0469 |  | n/a
Frequency_B4 | bamb@bre.co.uk | 2018-10-24T00:00:00 | Requirement | Type | ExternalWallType1A-Caisson-MDF(outersheet) | 20 | yrs. ᵉˢᵗᶥᵐᵃᵗᵉ | BAMB | BAMB_ElementTimeCommon | 05D169D1-688D-A984-74EA-B69512CA7C0B |  | n/a
Frequency_B4 | bamb@bre.co.uk | 2018-10-24T00:00:00 | Requirement | Type | ExternalWallType1A-Caisson-OSB(sidesheet) | 20 | yrs. ᵉˢᵗᶥᵐᵃᵗᵉ | BAMB | BAMB_ElementTimeCommon | 727307BE-88E8-82F1-5950-820E4933E854 |  | n/a
Frequency_B4 | bamb@bre.co.uk | 2018-10-24T00:00:00 | Requirement | Type | ExternalWallType1A-Caisson-IJoist(Web)OSB | 20 | yrs. ᵉˢᵗᶥᵐᵃᵗᵉ | BAMB | BAMB_ElementTimeCommon | DA1609B8-2508-660D-A442-0443A176AD46 |  | n/a
Frequency_B4 | bamb@bre.co.uk | 2018-10-24T00:00:00 | Requirement | Type | ExternalWallType1A-Caisson-IJoist(flanges) | 20 | yrs. ᵉˢᵗᶥᵐᵃᵗᵉ | BAMB | BAMB_ElementTimeCommon | FCF3CD53-2BC1-9A33-9907-85C502677647 |  | n/a
Frequency_B4 | bamb@bre.co.uk | 2018-10-24T00:00:00 | Requirement | Type | ExternalWallType1A-Caisson-Woodwool(againstIJoists) | 20 | yrs. ᵉˢᵗᶥᵐᵃᵗᵉ | BAMB | BAMB_ElementTimeCommon | C51B274F-29EC-797B-6D9C-3C9AED3520F1 |  | n/a
Frequency_B4 | bamb@bre.co.uk | 2018-10-24T00:00:00 | Requirement | Type | ExternalWallType1A-Caisson-OSB(innersheet) | 20 | yrs. ᵉˢᵗᶥᵐᵃᵗᵉ | BAMB | BAMB_ElementTimeCommon | 5BE561F8-5432-96BB-7865-85448041AD71 |  | n/a
Frequency_B4 | bamb@bre.co.uk | 2018-10-24T00:00:00 | Requirement | Type | ExternalWallType1A-Cellulose | 20 | yrs. ᵉˢᵗᶥᵐᵃᵗᵉ | BAMB | BAMB_ElementTimeCommon | F9FA9F3C-FDB4-61C2-BC7C-E9B1B8784730 |  | n/a
Frequency_B4 | bamb@bre.co.uk | 2018-10-24T00:00:00 | Requirement | Type | ExternalWallType1B-RockPanel | 20 | yrs. ᵉˢᵗᶥᵐᵃᵗᵉ | BAMB | BAMB_ElementTimeCommon | 397960AE-0B90-F6B0-5DC0-4905E5A7E644 |  | n/a
Frequency_B4 | bamb@bre.co.uk | 2018-10-24T00:00:00 | Requirement | Type | ExternalWallType1B-BatteninSoftWood | 20 | yrs. ᵉˢᵗᶥᵐᵃᵗᵉ | BAMB | BAMB_ElementTimeCommon | A7442AC5-1380-B4A3-4564-D13A6ED783A5 |  | n/a
Frequency_B4 | bamb@bre.co.uk | 2018-10-24T00:00:00 | Requirement | Type | ExternalWallType1B-Caisson-MDF(outersheet) | 20 | yrs. ᵉˢᵗᶥᵐᵃᵗᵉ | BAMB | BAMB_ElementTimeCommon | 693E05A8-77B2-38F7-EA55-44077BBC9B33 |  | n/a
Frequency_B4 | bamb@bre.co.uk | 2018-10-24T00:00:00 | Requirement | Type | ExternalWallType1B-Caisson-OSB(sidesheet) | 20 | yrs. ᵉˢᵗᶥᵐᵃᵗᵉ | BAMB | BAMB_ElementTimeCommon | 65F6B8CA-1D05-2620-1D4E-931EE20382F0 |  | n/a
Frequency_B4 | bamb@bre.co.uk | 2018-10-24T00:00:00 | Requirement | Type | ExternalWallType1B-Caisson-IJoist(Web)OSB | 20 | yrs. ᵉˢᵗᶥᵐᵃᵗᵉ | BAMB | BAMB_ElementTimeCommon | C1AFD1D2-FF50-8EDB-34B3-FE7404D382F8 |  | n/a
Frequency_B4 | bamb@bre.co.uk | 2018-10-24T00:00:00 | Requirement | Type | ExternalWallType1B-Caisson-IJoist(flanges) | 20 | yrs. ᵉˢᵗᶥᵐᵃᵗᵉ | BAMB | BAMB_ElementTimeCommon | 2D63F83D-249F-E1F8-C753-EB3185DC4F0D |  | n/a
Frequency_B4 | bamb@bre.co.uk | 2018-10-24T00:00:00 | Requirement | Type | ExternalWallType1B-Caisson-Woodwool(againstIJoists) | 20 | yrs. ᵉˢᵗᶥᵐᵃᵗᵉ | BAMB | BAMB_ElementTimeCommon | EE258670-C308-39F4-5CBB-FF6D03809CDF |  | n/a
Frequency_B4 | bamb@bre.co.uk | 2018-10-24T00:00:00 | Requirement | Type | ExternalWallType1B-Caisson-OSB(innersheet) | 20 | yrs. ᵉˢᵗᶥᵐᵃᵗᵉ | BAMB | BAMB_ElementTimeCommon | 86A86394-E128-BD6B-0F15-18B89A8D0622 |  | n/a
Frequency_B4 | bamb@bre.co.uk | 2018-10-24T00:00:00 | Requirement | Type | ExternalWallType1B-Cellulose | 20 | yrs. ᵉˢᵗᶥᵐᵃᵗᵉ | BAMB | BAMB_ElementTimeCommon | 575BD984-492D-4FB7-5D31-C8E9DE214EA4 |  | n/a
Frequency_B4 | bamb@bre.co.uk | 2018-10-24T00:00:00 | Requirement | Type | ExternalWallType1B-ClayPlasterFinish | 20 | yrs. ᵉˢᵗᶥᵐᵃᵗᵉ | BAMB | BAMB_ElementTimeCommon | 6A58B7F1-DF32-AE5A-80D0-02C46C2F8D58 |  | n/a
Frequency_B4 | bamb@bre.co.uk | 2018-10-24T00:00:00 | Requirement | Type | ExternalWallType2-ReclaimedCedarCladding | 20 | yrs. ᵉˢᵗᶥᵐᵃᵗᵉ | BAMB | BAMB_ElementTimeCommon | 28CFCAEC-24B6-7983-E88D-DA76B2E08EF8 |  | n/a
Frequency_B4 | bamb@bre.co.uk | 2018-10-24T00:00:00 | Requirement | Type | ExternalWallType2-BatteninSoftWood | 20 | yrs. ᵉˢᵗᶥᵐᵃᵗᵉ | BAMB | BAMB_ElementTimeCommon | 347513E3-065D-4EC4-0565-5D4AD407FFAB |  | n/a
Frequency_B4 | bamb@bre.co.uk | 2018-10-24T00:00:00 | Requirement | Type | ExternalWallType2-Caisson-MDF(outersheet) | 20 | yrs. ᵉˢᵗᶥᵐᵃᵗᵉ | BAMB | BAMB_ElementTimeCommon | C3551AB7-3BAF-5C1F-4333-9EB5BD719E04 |  | n/a
Frequency_B4 | bamb@bre.co.uk | 2018-10-24T00:00:00 | Requirement | Type | ExternalWallType2-Caisson-OSB(sidesheet) | 20 | yrs. ᵉˢᵗᶥᵐᵃᵗᵉ | BAMB | BAMB_ElementTimeCommon | DD66EF5B-9B2E-3C85-DD95-57515538C329 |  | n/a
Frequency_B4 | bamb@bre.co.uk | 2018-10-24T00:00:00 | Requirement | Type | ExternalWallType2-Caisson-IJoist(Web)OSB | 20 | yrs. ᵉˢᵗᶥᵐᵃᵗᵉ | BAMB | BAMB_ElementTimeCommon | 0A13AF3A-8A1E-9D98-66C2-4BBD94DA67BB |  | n/a
Frequency_B4 | bamb@bre.co.uk | 2018-10-24T00:00:00 | Requirement | Type | ExternalWallType2-Caisson-IJoist(flanges) | 20 | yrs. ᵉˢᵗᶥᵐᵃᵗᵉ | BAMB | BAMB_ElementTimeCommon | 84D72C17-25BB-76BA-74FB-CDDBD9FB1D71 |  | n/a
Frequency_B4 | bamb@bre.co.uk | 2018-10-24T00:00:00 | Requirement | Type | ExternalWallType2-Caisson-Woodwool(againstIJoists) | 20 | yrs. ᵉˢᵗᶥᵐᵃᵗᵉ | BAMB | BAMB_ElementTimeCommon | 0DD5DE3D-3A12-E24F-82E7-AB13DB8EE515 |  | n/a
Frequency_B4 | bamb@bre.co.uk | 2018-10-24T00:00:00 | Requirement | Type | ExternalWallType2-Caisson-OSB(innersheet) | 20 | yrs. ᵉˢᵗᶥᵐᵃᵗᵉ | BAMB | BAMB_ElementTimeCommon | 264254ED-BAA2-8A22-BFA1-71C57CD0D482 |  | n/a
Frequency_B4 | bamb@bre.co.uk | 2018-10-24T00:00:00 | Requirement | Type | ExternalWallType2-Cellulose | 20 | yrs. ᵉˢᵗᶥᵐᵃᵗᵉ | BAMB | BAMB_ElementTimeCommon | 2F870AC3-3578-BD04-DEB6-6B6BFA2AB7B4 |  | n/a
Frequency_B4 | bamb@bre.co.uk | 2018-10-24T00:00:00 | Requirement | Type | ExternalWindows-TimberFrame | 20 | yrs. ᵉˢᵗᶥᵐᵃᵗᵉ | BAMB | BAMB_ElementTimeCommon | F549003A-7F80-1229-9D92-5D7A860FAE5A |  | n/a
Frequency_B4 | bamb@bre.co.uk | 2018-10-24T00:00:00 | Requirement | Type | ExternalWindows-Glazing(doubleglazed,sealedunit) | 20 | yrs. ᵉˢᵗᶥᵐᵃᵗᵉ | BAMB | BAMB_ElementTimeCommon | DC9DE5A9-2FB7-E459-B6F9-A5DD1B031A58 |  | n/a
Frequency_B4 | bamb@bre.co.uk | 2018-10-24T00:00:00 | Requirement | Type | InternalwallsandParitions-ClayPlasterFinish | 20 | yrs. ᵉˢᵗᶥᵐᵃᵗᵉ | BAMB | BAMB_ElementTimeCommon | 515B9F01-7748-DAD7-71F0-B23AD4CE2198 |  | n/a
Frequency_B4 | bamb@bre.co.uk | 2018-10-24T00:00:00 | Requirement | Type | InternalwallsandParitions-ClayBrick | 20 | yrs. ᵉˢᵗᶥᵐᵃᵗᵉ | BAMB | BAMB_ElementTimeCommon | A12C215F-A27D-196B-E913-DCB48BA6CD47 |  | n/a
Frequency_B4 | bamb@bre.co.uk | 2018-10-24T00:00:00 | Requirement | Type | InternalwallsandParitions-MortarforClayBrick | 20 | yrs. ᵉˢᵗᶥᵐᵃᵗᵉ | BAMB | BAMB_ElementTimeCommon | 8A75BFD8-9428-CBC8-4D46-0A01F0D2B568 |  | n/a
MaterialDamageRate_B4 | bamb@bre.co.uk | 2018-10-24T00:00:00 | Requirement | Type | Groundfloor-MDF | 1 | ratio | BAMB | BAMB_ElementCommon | B1B4EFC9-23BF-B5EC-87BE-6EC78A314C4F |  | n/a
MaterialDamageRate_B4 | bamb@bre.co.uk | 2018-10-24T00:00:00 | Requirement | Type | Groundfloor-TimberJoist(softwood) | 1 | ratio | BAMB | BAMB_ElementCommon | 126A50D8-9A05-C32D-78E7-B3A131476F4B |  | n/a
MaterialDamageRate_B4 | bamb@bre.co.uk | 2018-10-24T00:00:00 | Requirement | Type | Groundfloor-Cork | 1 | ratio | BAMB | BAMB_ElementCommon | 753FD0A9-FEA2-B225-2CD9-565345B8D548 |  | n/a
MaterialDamageRate_B4 | bamb@bre.co.uk | 2018-10-24T00:00:00 | Requirement | Type | Groundfloor-Woodwool | 1 | ratio | BAMB | BAMB_ElementCommon | 7A65D137-9B39-C03B-65E2-E9C40EA443D0 |  | n/a
MaterialDamageRate_B4 | bamb@bre.co.uk | 2018-10-24T00:00:00 | Requirement | Type | Groundfloor-OSB | 1 | ratio | BAMB | BAMB_ElementCommon | 2D4D9273-6223-06A3-C2E0-2D706CABE5FD |  | n/a
MaterialDamageRate_B4 | bamb@bre.co.uk | 2018-10-24T00:00:00 | Requirement | Type | Groundfloor-AcousticPanel:cementboard | 1 | ratio | BAMB | BAMB_ElementCommon | EB4A2E7E-F547-9D7A-FBC3-4F81ED72E1A6 |  | n/a
MaterialDamageRate_B4 | bamb@bre.co.uk | 2018-10-24T00:00:00 | Requirement | Type | Groundfloor-Floorfinishes:parquet | 1 | ratio | BAMB | BAMB_ElementCommon | 45102BE0-BFFC-AFBC-8875-D0D6B4948229 |  | n/a
MaterialDamageRate_B4 | bamb@bre.co.uk | 2018-10-24T00:00:00 | Requirement | Type | TimberFrame-ExternalColumns:SoftWood | 1 | ratio | BAMB | BAMB_ElementCommon | F494F675-0F84-A315-97F5-877884A64CE8 |  | n/a
MaterialDamageRate_B4 | bamb@bre.co.uk | 2018-10-24T00:00:00 | Requirement | Type | TimberFrame-InternalColumnsType1:SoftWood | 1 | ratio | BAMB | BAMB_ElementCommon | 9A017B3D-F36B-E5E2-1878-739F2D9DF42C |  | n/a
MaterialDamageRate_B4 | bamb@bre.co.uk | 2018-10-24T00:00:00 | Requirement | Type | TimberFrame-InternalColumnsType2:SoftWood | 1 | ratio | BAMB | BAMB_ElementCommon | 0F4554F2-569F-5083-AE41-5413359FC273 |  | n/a
MaterialDamageRate_B4 | bamb@bre.co.uk | 2018-10-24T00:00:00 | Requirement | Type | TimberFrame-Beam-Roof:SoftWood | 1 | ratio | BAMB | BAMB_ElementCommon | FDAD55D8-6792-EBFA-1CDA-751B3910BB04 |  | n/a
MaterialDamageRate_B4 | bamb@bre.co.uk | 2018-10-24T00:00:00 | Requirement | Type | Mezzanine-RockPanel | 1 | ratio | BAMB | BAMB_ElementCommon | 0E1D6ED9-1ADE-5868-E3C0-F4C99BCFB5E7 |  | n/a
MaterialDamageRate_B4 | bamb@bre.co.uk | 2018-10-24T00:00:00 | Requirement | Type | Mezzanine-Joist(softwood) | 1 | ratio | BAMB | BAMB_ElementCommon | C2855B06-9B32-64D6-41C7-045866E60054 |  | n/a
MaterialDamageRate_B4 | bamb@bre.co.uk | 2018-10-24T00:00:00 | Requirement | Type | Mezzanine-OSB | 1 | ratio | BAMB | BAMB_ElementCommon | FB5AEEE8-FE3E-6252-F459-EDBBACFDA44B |  | n/a
MaterialDamageRate_B4 | bamb@bre.co.uk | 2018-10-24T00:00:00 | Requirement | Type | Mezzanine-AcousticPanel:cementboard | 1 | ratio | BAMB | BAMB_ElementCommon | 0DD6C837-D733-FB58-0F1E-E76CDE483AE3 |  | n/a
MaterialDamageRate_B4 | bamb@bre.co.uk | 2018-10-24T00:00:00 | Requirement | Type | Mezzanine-Floorfinishes:parquet | 1 | ratio | BAMB | BAMB_ElementCommon | 912AA5CF-5FEA-F68A-D3B4-BAE8C2DCD4D1 |  | n/a
MaterialDamageRate_B4 | bamb@bre.co.uk | 2018-10-24T00:00:00 | Requirement | Type | PichedRoof-Raftersintimberfin(softwood) | 1 | ratio | BAMB | BAMB_ElementCommon | 8A8F3C76-8C9E-1F46-07B8-0F76785ADFE3 |  | n/a
MaterialDamageRate_B4 | bamb@bre.co.uk | 2018-10-24T00:00:00 | Requirement | Type | PichedRoof-WaterproofMembrane | 1 | ratio | BAMB | BAMB_ElementCommon | 9D0C5673-0BB9-D9AC-9435-FD9699489F3C |  | n/a
MaterialDamageRate_B4 | bamb@bre.co.uk | 2018-10-24T00:00:00 | Requirement | Type | PichedRoof-OSB_1 | 1 | ratio | BAMB | BAMB_ElementCommon | 788EB80F-B4C1-6064-F8DF-04615835FC08 |  | n/a
MaterialDamageRate_B4 | bamb@bre.co.uk | 2018-10-24T00:00:00 | Requirement | Type | PichedRoof-TimberJoist | 1 | ratio | BAMB | BAMB_ElementCommon | A315A28F-5C85-B59B-D684-F6DCF399BFB2 |  | n/a
MaterialDamageRate_B4 | bamb@bre.co.uk | 2018-10-24T00:00:00 | Requirement | Type | PichedRoof-Woodwool | 1 | ratio | BAMB | BAMB_ElementCommon | D2466FCD-DBDB-9954-9C34-F8C31EC78CBB |  | n/a
MaterialDamageRate_B4 | bamb@bre.co.uk | 2018-10-24T00:00:00 | Requirement | Type | PichedRoof-OSB_2 | 1 | ratio | BAMB | BAMB_ElementCommon | 44E11A36-4D51-9C9F-9034-E62F1B3A81D8 |  | n/a
MaterialDamageRate_B4 | bamb@bre.co.uk | 2018-10-24T00:00:00 | Requirement | Type | PichedRoofCovering-Corrugatedglalvanisedsteelsheet | 1 | ratio | BAMB | BAMB_ElementCommon | 0C3F7EDB-B204-3D5A-975C-3DB0676C67D0 |  | n/a
MaterialDamageRate_B4 | bamb@bre.co.uk | 2018-10-24T00:00:00 | Requirement | Type | FlatRoof-MDF(ref:totem) | 1 | ratio | BAMB | BAMB_ElementCommon | B00B16C6-F31C-A4AF-C6C3-F022A5F457A7 |  | n/a
MaterialDamageRate_B4 | bamb@bre.co.uk | 2018-10-24T00:00:00 | Requirement | Type | FlatRoof-OSB | 1 | ratio | BAMB | BAMB_ElementCommon | B6C75F48-9F1F-3C5B-16B0-5DF457677615 |  | n/a
MaterialDamageRate_B4 | bamb@bre.co.uk | 2018-10-24T00:00:00 | Requirement | Type | FlatRoof-Cellulose | 1 | ratio | BAMB | BAMB_ElementCommon | B2A80436-86E3-DC25-004E-B8A47AF70C23 |  | n/a
MaterialDamageRate_B4 | bamb@bre.co.uk | 2018-10-24T00:00:00 | Requirement | Type | FlatRoof-Membranepro-climat | 1 | ratio | BAMB | BAMB_ElementCommon | 62BD9EF7-5388-6FD8-FD29-3A830171B6BD |  | n/a
MaterialDamageRate_B4 | bamb@bre.co.uk | 2018-10-24T00:00:00 | Requirement | Type | FlatRoof-Raftersintimberfin(softwood) | 1 | ratio | BAMB | BAMB_ElementCommon | EBC2C5A8-5DEF-EF18-3969-3CCF926797E5 |  | n/a
MaterialDamageRate_B4 | bamb@bre.co.uk | 2018-10-24T00:00:00 | Requirement | Type | FlatRoofCovering-EPDM | 1 | ratio | BAMB | BAMB_ElementCommon | E2276633-905C-9155-ECDD-DE7A7DB3E28F |  | n/a
MaterialDamageRate_B4 | bamb@bre.co.uk | 2018-10-24T00:00:00 | Requirement | Type | FlatRoof-InternalCeilingFinishes:RockPanel | 1 | ratio | BAMB | BAMB_ElementCommon | 46EF97F3-B27B-4BFE-77C4-75A9BC1EA6A7 |  | n/a
MaterialDamageRate_B4 | bamb@bre.co.uk | 2018-10-24T00:00:00 | Requirement | Type | ExternalWallType1A-RockPanel | 1 | ratio | BAMB | BAMB_ElementCommon | 0F2CEF69-B389-2DBC-B1AF-6617F6083517 |  | n/a
MaterialDamageRate_B4 | bamb@bre.co.uk | 2018-10-24T00:00:00 | Requirement | Type | ExternalWallType1A-BatteninSoftWood | 1 | ratio | BAMB | BAMB_ElementCommon | B6A42749-4F09-EB05-1403-68F9AA71D11F |  | n/a
MaterialDamageRate_B4 | bamb@bre.co.uk | 2018-10-24T00:00:00 | Requirement | Type | ExternalWallType1A-Caisson-MDF(outersheet) | 1 | ratio | BAMB | BAMB_ElementCommon | 7A07ABFB-A792-F369-5016-4B109F78FB6D |  | n/a
MaterialDamageRate_B4 | bamb@bre.co.uk | 2018-10-24T00:00:00 | Requirement | Type | ExternalWallType1A-Caisson-OSB(sidesheet) | 1 | ratio | BAMB | BAMB_ElementCommon | D54329C3-8714-052D-CB0E-6A4F5236A2CA |  | n/a
MaterialDamageRate_B4 | bamb@bre.co.uk | 2018-10-24T00:00:00 | Requirement | Type | ExternalWallType1A-Caisson-IJoist(Web)OSB | 1 | ratio | BAMB | BAMB_ElementCommon | C2EB7258-2EF3-34C5-DF92-0BFC2CDB5170 |  | n/a
MaterialDamageRate_B4 | bamb@bre.co.uk | 2018-10-24T00:00:00 | Requirement | Type | ExternalWallType1A-Caisson-IJoist(flanges) | 1 | ratio | BAMB | BAMB_ElementCommon | 2FD8A62D-CA20-94C3-4ECD-AC359680180C |  | n/a
MaterialDamageRate_B4 | bamb@bre.co.uk | 2018-10-24T00:00:00 | Requirement | Type | ExternalWallType1A-Caisson-Woodwool(againstIJoists) | 1 | ratio | BAMB | BAMB_ElementCommon | A6D7AF0D-5546-4106-6FBF-DDF486ED63A5 |  | n/a
MaterialDamageRate_B4 | bamb@bre.co.uk | 2018-10-24T00:00:00 | Requirement | Type | ExternalWallType1A-Caisson-OSB(innersheet) | 1 | ratio | BAMB | BAMB_ElementCommon | 1AB1F7C2-CE13-E6FD-4B46-54926AC82B41 |  | n/a
MaterialDamageRate_B4 | bamb@bre.co.uk | 2018-10-24T00:00:00 | Requirement | Type | ExternalWallType1A-Cellulose | 1 | ratio | BAMB | BAMB_ElementCommon | 03AF75D8-B768-F5E1-0510-110EAC8CF71A |  | n/a
MaterialDamageRate_B4 | bamb@bre.co.uk | 2018-10-24T00:00:00 | Requirement | Type | ExternalWallType1B-RockPanel | 1 | ratio | BAMB | BAMB_ElementCommon | BBA5542F-9E9C-6542-9AF2-D6DDA8DAF372 |  | n/a
MaterialDamageRate_B4 | bamb@bre.co.uk | 2018-10-24T00:00:00 | Requirement | Type | ExternalWallType1B-BatteninSoftWood | 1 | ratio | BAMB | BAMB_ElementCommon | 802B8FEC-7EC5-3E13-0FAE-F93E70C72F79 |  | n/a
MaterialDamageRate_B4 | bamb@bre.co.uk | 2018-10-24T00:00:00 | Requirement | Type | ExternalWallType1B-Caisson-MDF(outersheet) | 1 | ratio | BAMB | BAMB_ElementCommon | D896D3A2-422D-8048-80C7-ED86BD63FF8B |  | n/a
MaterialDamageRate_B4 | bamb@bre.co.uk | 2018-10-24T00:00:00 | Requirement | Type | ExternalWallType1B-Caisson-OSB(sidesheet) | 1 | ratio | BAMB | BAMB_ElementCommon | 07F8FB81-AE4A-5CB7-15E2-200D708FF4E5 |  | n/a
MaterialDamageRate_B4 | bamb@bre.co.uk | 2018-10-24T00:00:00 | Requirement | Type | ExternalWallType1B-Caisson-IJoist(Web)OSB | 1 | ratio | BAMB | BAMB_ElementCommon | 77E07B3B-9A8A-1CC1-97A6-033E2DA8C660 |  | n/a
MaterialDamageRate_B4 | bamb@bre.co.uk | 2018-10-24T00:00:00 | Requirement | Type | ExternalWallType1B-Caisson-IJoist(flanges) | 1 | ratio | BAMB | BAMB_ElementCommon | E5917C38-EA8D-1299-6368-9547A84AFC37 |  | n/a
MaterialDamageRate_B4 | bamb@bre.co.uk | 2018-10-24T00:00:00 | Requirement | Type | ExternalWallType1B-Caisson-Woodwool(againstIJoists) | 1 | ratio | BAMB | BAMB_ElementCommon | B163E039-4193-4448-1667-0D81EDE8E09C |  | n/a
MaterialDamageRate_B4 | bamb@bre.co.uk | 2018-10-24T00:00:00 | Requirement | Type | ExternalWallType1B-Caisson-OSB(innersheet) | 1 | ratio | BAMB | BAMB_ElementCommon | B974A817-563F-C727-1871-109CD7CC8EE6 |  | n/a
MaterialDamageRate_B4 | bamb@bre.co.uk | 2018-10-24T00:00:00 | Requirement | Type | ExternalWallType1B-Cellulose | 1 | ratio | BAMB | BAMB_ElementCommon | 66BC4286-FE78-D50E-2EFE-6050C6E99404 |  | n/a
MaterialDamageRate_B4 | bamb@bre.co.uk | 2018-10-24T00:00:00 | Requirement | Type | ExternalWallType1B-ClayPlasterFinish | 1 | ratio | BAMB | BAMB_ElementCommon | DDF78F46-087C-ABCD-A3E5-C3843D7EA8F9 |  | n/a
MaterialDamageRate_B4 | bamb@bre.co.uk | 2018-10-24T00:00:00 | Requirement | Type | ExternalWallType2-ReclaimedCedarCladding | 1 | ratio | BAMB | BAMB_ElementCommon | E83C78C7-4902-83BD-EF29-A8FEA3F7B7EF |  | n/a
MaterialDamageRate_B4 | bamb@bre.co.uk | 2018-10-24T00:00:00 | Requirement | Type | ExternalWallType2-BatteninSoftWood | 1 | ratio | BAMB | BAMB_ElementCommon | D63BFD0E-AD3A-853A-6EEE-5794649F11A3 |  | n/a
MaterialDamageRate_B4 | bamb@bre.co.uk | 2018-10-24T00:00:00 | Requirement | Type | ExternalWallType2-Caisson-MDF(outersheet) | 1 | ratio | BAMB | BAMB_ElementCommon | 553BE987-24BE-FA75-9ECD-B7945E76D2F6 |  | n/a
MaterialDamageRate_B4 | bamb@bre.co.uk | 2018-10-24T00:00:00 | Requirement | Type | ExternalWallType2-Caisson-OSB(sidesheet) | 1 | ratio | BAMB | BAMB_ElementCommon | 4BE619DF-50E2-F1D0-C3EE-0E559EC495C0 |  | n/a
MaterialDamageRate_B4 | bamb@bre.co.uk | 2018-10-24T00:00:00 | Requirement | Type | ExternalWallType2-Caisson-IJoist(Web)OSB | 1 | ratio | BAMB | BAMB_ElementCommon | B19A7162-8E61-287C-F355-4FC280DE51DD |  | n/a
MaterialDamageRate_B4 | bamb@bre.co.uk | 2018-10-24T00:00:00 | Requirement | Type | ExternalWallType2-Caisson-IJoist(flanges) | 1 | ratio | BAMB | BAMB_ElementCommon | 80C1BB11-F3FB-E596-96D9-2FF3FD0814B3 |  | n/a
MaterialDamageRate_B4 | bamb@bre.co.uk | 2018-10-24T00:00:00 | Requirement | Type | ExternalWallType2-Caisson-Woodwool(againstIJoists) | 1 | ratio | BAMB | BAMB_ElementCommon | 7420AEF4-2005-345F-8B4E-BD9BBEFF92B2 |  | n/a
MaterialDamageRate_B4 | bamb@bre.co.uk | 2018-10-24T00:00:00 | Requirement | Type | ExternalWallType2-Caisson-OSB(innersheet) | 1 | ratio | BAMB | BAMB_ElementCommon | B75F5A28-2DDD-8CFE-1B1F-392A8BD13D0F |  | n/a
MaterialDamageRate_B4 | bamb@bre.co.uk | 2018-10-24T00:00:00 | Requirement | Type | ExternalWallType2-Cellulose | 1 | ratio | BAMB | BAMB_ElementCommon | 89297D6D-138C-4AA7-F5AD-09F1D5A53F21 |  | n/a
MaterialDamageRate_B4 | bamb@bre.co.uk | 2018-10-24T00:00:00 | Requirement | Type | ExternalWindows-TimberFrame | 1 | ratio | BAMB | BAMB_ElementCommon | EDEC9920-5C37-3E11-CB0E-66821E2695AE |  | n/a
MaterialDamageRate_B4 | bamb@bre.co.uk | 2018-10-24T00:00:00 | Requirement | Type | ExternalWindows-Glazing(doubleglazed,sealedunit) | 1 | ratio | BAMB | BAMB_ElementCommon | 535E5ADF-AE31-3AA5-04F6-6F5E15A8FF0A |  | n/a
MaterialDamageRate_B4 | bamb@bre.co.uk | 2018-10-24T00:00:00 | Requirement | Type | InternalwallsandParitions-ClayPlasterFinish | 1 | ratio | BAMB | BAMB_ElementCommon | A81FD51C-1F00-BBE1-F698-76383D042610 |  | n/a
MaterialDamageRate_B4 | bamb@bre.co.uk | 2018-10-24T00:00:00 | Requirement | Type | InternalwallsandParitions-ClayBrick | 1 | ratio | BAMB | BAMB_ElementCommon | 73D6A102-58DC-9020-2C96-7816F735DC96 |  | n/a
MaterialDamageRate_B4 | bamb@bre.co.uk | 2018-10-24T00:00:00 | Requirement | Type | InternalwallsandParitions-MortarforClayBrick | 1 | ratio | BAMB | BAMB_ElementCommon | 62F96BAB-B7CA-C0A2-2B9A-208AF28B880D |  | n/a
IsReusable | bamb@bre.co.uk | 2018-10-24T00:00:00 | Requirement | Type | Groundfloor-MDF | FALSE | True,False | BAMB | BAMB_ReversibilityCommon | 2EA20AD2-0A3D-DC23-022B-B3E23C33DB31 |  | n/a
IsReusable | bamb@bre.co.uk | 2018-10-24T00:00:00 | Requirement | Type | Groundfloor-TimberJoist(softwood) | FALSE | True,False | BAMB | BAMB_ReversibilityCommon | 9D8EB9A0-FAD1-510B-D1F3-0F32E30B2A95 |  | n/a
IsReusable | bamb@bre.co.uk | 2018-10-24T00:00:00 | Requirement | Type | Groundfloor-Cork | FALSE | True,False | BAMB | BAMB_ReversibilityCommon | 96FAC33E-7008-0DAA-5A10-6DC427BF5644 |  | n/a
IsReusable | bamb@bre.co.uk | 2018-10-24T00:00:00 | Requirement | Type | Groundfloor-Woodwool | FALSE | True,False | BAMB | BAMB_ReversibilityCommon | E42D9A9F-4EDA-A8E2-86D9-1EEC52737503 |  | n/a
IsReusable | bamb@bre.co.uk | 2018-10-24T00:00:00 | Requirement | Type | Groundfloor-OSB | FALSE | True,False | BAMB | BAMB_ReversibilityCommon | 146DDA62-7CCD-16DC-C927-BDC30270F2AB |  | n/a
IsReusable | bamb@bre.co.uk | 2018-10-24T00:00:00 | Requirement | Type | Groundfloor-AcousticPanel:cementboard | FALSE | True,False | BAMB | BAMB_ReversibilityCommon | 3FA61F09-EBD9-26D4-A873-F65CBECCD0CC |  | n/a
IsReusable | bamb@bre.co.uk | 2018-10-24T00:00:00 | Requirement | Type | Groundfloor-Floorfinishes:parquet | FALSE | True,False | BAMB | BAMB_ReversibilityCommon | 9B117ADE-A08B-0D1C-7728-C5139964B663 |  | n/a
IsReusable | bamb@bre.co.uk | 2018-10-24T00:00:00 | Requirement | Type | TimberFrame-ExternalColumns:SoftWood | FALSE | True,False | BAMB | BAMB_ReversibilityCommon | BE3B8945-6DFC-E858-72EF-157E269B3ADB |  | n/a
IsReusable | bamb@bre.co.uk | 2018-10-24T00:00:00 | Requirement | Type | TimberFrame-InternalColumnsType1:SoftWood | FALSE | True,False | BAMB | BAMB_ReversibilityCommon | F3066D0F-E4A1-D8B3-B66D-A53C7D76DE69 |  | n/a
IsReusable | bamb@bre.co.uk | 2018-10-24T00:00:00 | Requirement | Type | TimberFrame-InternalColumnsType2:SoftWood | FALSE | True,False | BAMB | BAMB_ReversibilityCommon | 22168A20-2C76-F2C4-AB22-804C95264B37 |  | n/a
IsReusable | bamb@bre.co.uk | 2018-10-24T00:00:00 | Requirement | Type | TimberFrame-Beam-Roof:SoftWood | FALSE | True,False | BAMB | BAMB_ReversibilityCommon | 17B90828-993D-F9EB-D460-F758BEC5895C |  | n/a
IsReusable | bamb@bre.co.uk | 2018-10-24T00:00:00 | Requirement | Type | Mezzanine-RockPanel | FALSE | True,False | BAMB | BAMB_ReversibilityCommon | 6740A850-DF19-4794-4609-3F8288A5E679 |  | n/a
IsReusable | bamb@bre.co.uk | 2018-10-24T00:00:00 | Requirement | Type | Mezzanine-Joist(softwood) | FALSE | True,False | BAMB | BAMB_ReversibilityCommon | E90C03E7-04E4-244A-5A4E-94399FAA5AB5 |  | n/a
IsReusable | bamb@bre.co.uk | 2018-10-24T00:00:00 | Requirement | Type | Mezzanine-OSB | FALSE | True,False | BAMB | BAMB_ReversibilityCommon | 97D8D6C9-FDC7-0BBF-7B80-8F08E8EB2E8E |  | n/a
IsReusable | bamb@bre.co.uk | 2018-10-24T00:00:00 | Requirement | Type | Mezzanine-AcousticPanel:cementboard | FALSE | True,False | BAMB | BAMB_ReversibilityCommon | FBA29E18-6790-1FAC-1E7D-9A322A59A181 |  | n/a
IsReusable | bamb@bre.co.uk | 2018-10-24T00:00:00 | Requirement | Type | Mezzanine-Floorfinishes:parquet | FALSE | True,False | BAMB | BAMB_ReversibilityCommon | F7ADD40E-0300-20A4-B8BD-79220135166F |  | n/a
IsReusable | bamb@bre.co.uk | 2018-10-24T00:00:00 | Requirement | Type | PichedRoof-Raftersintimberfin(softwood) | FALSE | True,False | BAMB | BAMB_ReversibilityCommon | 05F471EB-F2AC-F3FA-437D-CA61BC358BF3 |  | n/a
IsReusable | bamb@bre.co.uk | 2018-10-24T00:00:00 | Requirement | Type | PichedRoof-WaterproofMembrane | FALSE | True,False | BAMB | BAMB_ReversibilityCommon | 255F60D4-94DB-EAD7-A741-53301618CAA6 |  | n/a
IsReusable | bamb@bre.co.uk | 2018-10-24T00:00:00 | Requirement | Type | PichedRoof-OSB_1 | FALSE | True,False | BAMB | BAMB_ReversibilityCommon | 3F999431-C2C3-BECA-FA72-0D8BE0EE805E |  | n/a
IsReusable | bamb@bre.co.uk | 2018-10-24T00:00:00 | Requirement | Type | PichedRoof-TimberJoist | FALSE | True,False | BAMB | BAMB_ReversibilityCommon | 16EE1CA3-0D65-217D-F15C-097F6C928CA7 |  | n/a
IsReusable | bamb@bre.co.uk | 2018-10-24T00:00:00 | Requirement | Type | PichedRoof-Woodwool | FALSE | True,False | BAMB | BAMB_ReversibilityCommon | FE215692-E244-6CC4-57F0-E2499668290C |  | n/a
IsReusable | bamb@bre.co.uk | 2018-10-24T00:00:00 | Requirement | Type | PichedRoof-OSB_2 | FALSE | True,False | BAMB | BAMB_ReversibilityCommon | 1D6B73C6-4D91-5E2F-8DA6-1E8A3585FD11 |  | n/a
IsReusable | bamb@bre.co.uk | 2018-10-24T00:00:00 | Requirement | Type | PichedRoofCovering-Corrugatedglalvanisedsteelsheet | FALSE | True,False | BAMB | BAMB_ReversibilityCommon | 835A9126-5991-2A0A-F6B1-97BCFCE64FC2 |  | n/a
IsReusable | bamb@bre.co.uk | 2018-10-24T00:00:00 | Requirement | Type | FlatRoof-MDF(ref:totem) | FALSE | True,False | BAMB | BAMB_ReversibilityCommon | DD6F32F7-AD05-8F35-B72D-DD0094953EE2 |  | n/a
IsReusable | bamb@bre.co.uk | 2018-10-24T00:00:00 | Requirement | Type | FlatRoof-OSB | FALSE | True,False | BAMB | BAMB_ReversibilityCommon | 28F8E92E-E43B-DA29-EB0E-68AD107BD44A |  | n/a
IsReusable | bamb@bre.co.uk | 2018-10-24T00:00:00 | Requirement | Type | FlatRoof-Cellulose | FALSE | True,False | BAMB | BAMB_ReversibilityCommon | 25E16F00-8001-5E91-0B4E-3F420F445A4B |  | n/a
IsReusable | bamb@bre.co.uk | 2018-10-24T00:00:00 | Requirement | Type | FlatRoof-Membranepro-climat | FALSE | True,False | BAMB | BAMB_ReversibilityCommon | E731F013-7F9C-E8F9-6800-B3E342F8E5F9 |  | n/a
IsReusable | bamb@bre.co.uk | 2018-10-24T00:00:00 | Requirement | Type | FlatRoof-Raftersintimberfin(softwood) | FALSE | True,False | BAMB | BAMB_ReversibilityCommon | FEAA150A-8859-FEE8-F3F7-6AB8E589BE8A |  | n/a
IsReusable | bamb@bre.co.uk | 2018-10-24T00:00:00 | Requirement | Type | FlatRoofCovering-EPDM | FALSE | True,False | BAMB | BAMB_ReversibilityCommon | 514DC103-9642-B731-1425-71B6E431CE9E |  | n/a
IsReusable | bamb@bre.co.uk | 2018-10-24T00:00:00 | Requirement | Type | FlatRoof-InternalCeilingFinishes:RockPanel | FALSE | True,False | BAMB | BAMB_ReversibilityCommon | 2640D68A-8018-CA9F-62EE-F17265A7D1F3 |  | n/a
IsReusable | bamb@bre.co.uk | 2018-10-24T00:00:00 | Requirement | Type | ExternalWallType1A-RockPanel | FALSE | True,False | BAMB | BAMB_ReversibilityCommon | 476A0622-2081-A40B-55C4-E0F38D254720 |  | n/a
IsReusable | bamb@bre.co.uk | 2018-10-24T00:00:00 | Requirement | Type | ExternalWallType1A-BatteninSoftWood | FALSE | True,False | BAMB | BAMB_ReversibilityCommon | 19FEA169-C794-A7B7-2A5A-1DC442298DB9 |  | n/a
IsReusable | bamb@bre.co.uk | 2018-10-24T00:00:00 | Requirement | Type | ExternalWallType1A-Caisson-MDF(outersheet) | FALSE | True,False | BAMB | BAMB_ReversibilityCommon | B3F3974F-1E90-2F26-B32F-319A00525226 |  | n/a
IsReusable | bamb@bre.co.uk | 2018-10-24T00:00:00 | Requirement | Type | ExternalWallType1A-Caisson-OSB(sidesheet) | FALSE | True,False | BAMB | BAMB_ReversibilityCommon | 46333D01-3427-A913-A9A3-5541F5F98316 |  | n/a
IsReusable | bamb@bre.co.uk | 2018-10-24T00:00:00 | Requirement | Type | ExternalWallType1A-Caisson-IJoist(Web)OSB | FALSE | True,False | BAMB | BAMB_ReversibilityCommon | AA61B34E-629D-BE51-8F5B-78B2C7CFBF63 |  | n/a
IsReusable | bamb@bre.co.uk | 2018-10-24T00:00:00 | Requirement | Type | ExternalWallType1A-Caisson-IJoist(flanges) | FALSE | True,False | BAMB | BAMB_ReversibilityCommon | 8FD074CC-31F1-2098-0C0C-16FA4303DEFC |  | n/a
IsReusable | bamb@bre.co.uk | 2018-10-24T00:00:00 | Requirement | Type | ExternalWallType1A-Caisson-Woodwool(againstIJoists) | FALSE | True,False | BAMB | BAMB_ReversibilityCommon | C79CAA64-C49A-58A0-7FCE-D73CC2D3E44A |  | n/a
IsReusable | bamb@bre.co.uk | 2018-10-24T00:00:00 | Requirement | Type | ExternalWallType1A-Caisson-OSB(innersheet) | FALSE | True,False | BAMB | BAMB_ReversibilityCommon | 4493AD47-1448-5034-2C91-DE39D57A6375 |  | n/a
IsReusable | bamb@bre.co.uk | 2018-10-24T00:00:00 | Requirement | Type | ExternalWallType1A-Cellulose | FALSE | True,False | BAMB | BAMB_ReversibilityCommon | 0F354B63-5968-BC8D-B68B-3B580E58F262 |  | n/a
IsReusable | bamb@bre.co.uk | 2018-10-24T00:00:00 | Requirement | Type | ExternalWallType1B-RockPanel | FALSE | True,False | BAMB | BAMB_ReversibilityCommon | 0CEE345C-A49E-C6FC-3AD5-CAB158347F80 |  | n/a
IsReusable | bamb@bre.co.uk | 2018-10-24T00:00:00 | Requirement | Type | ExternalWallType1B-BatteninSoftWood | FALSE | True,False | BAMB | BAMB_ReversibilityCommon | 83DEC937-6C57-2F65-7BC8-3BA6C6253029 |  | n/a
IsReusable | bamb@bre.co.uk | 2018-10-24T00:00:00 | Requirement | Type | ExternalWallType1B-Caisson-MDF(outersheet) | FALSE | True,False | BAMB | BAMB_ReversibilityCommon | E95EFDE9-AA28-C616-94C4-65D7C756A83A |  | n/a
IsReusable | bamb@bre.co.uk | 2018-10-24T00:00:00 | Requirement | Type | ExternalWallType1B-Caisson-OSB(sidesheet) | FALSE | True,False | BAMB | BAMB_ReversibilityCommon | E1D988F3-21EF-A0FF-8FC5-0239B9F5F583 |  | n/a
IsReusable | bamb@bre.co.uk | 2018-10-24T00:00:00 | Requirement | Type | ExternalWallType1B-Caisson-IJoist(Web)OSB | FALSE | True,False | BAMB | BAMB_ReversibilityCommon | EEA553D0-CDE1-39F1-9598-41ADC364964C |  | n/a
IsReusable | bamb@bre.co.uk | 2018-10-24T00:00:00 | Requirement | Type | ExternalWallType1B-Caisson-IJoist(flanges) | FALSE | True,False | BAMB | BAMB_ReversibilityCommon | 4D072343-25A7-944F-2719-17D5948296BB |  | n/a
IsReusable | bamb@bre.co.uk | 2018-10-24T00:00:00 | Requirement | Type | ExternalWallType1B-Caisson-Woodwool(againstIJoists) | FALSE | True,False | BAMB | BAMB_ReversibilityCommon | B9C6071B-7B74-BCD2-AE87-A03C252C873A |  | n/a
IsReusable | bamb@bre.co.uk | 2018-10-24T00:00:00 | Requirement | Type | ExternalWallType1B-Caisson-OSB(innersheet) | FALSE | True,False | BAMB | BAMB_ReversibilityCommon | D397A7D9-AEE3-C761-BC50-25F93A25628B |  | n/a
IsReusable | bamb@bre.co.uk | 2018-10-24T00:00:00 | Requirement | Type | ExternalWallType1B-Cellulose | FALSE | True,False | BAMB | BAMB_ReversibilityCommon | 33FDBA02-CF44-CABA-716D-A75F81AF3626 |  | n/a
IsReusable | bamb@bre.co.uk | 2018-10-24T00:00:00 | Requirement | Type | ExternalWallType1B-ClayPlasterFinish | FALSE | True,False | BAMB | BAMB_ReversibilityCommon | 932DB9E7-C5D6-68AB-ECD7-19127339C5A9 |  | n/a
IsReusable | bamb@bre.co.uk | 2018-10-24T00:00:00 | Requirement | Type | ExternalWallType2-ReclaimedCedarCladding | FALSE | True,False | BAMB | BAMB_ReversibilityCommon | 3ED374EF-3C08-56DB-FB2E-5EDE62CCE067 |  | n/a
IsReusable | bamb@bre.co.uk | 2018-10-24T00:00:00 | Requirement | Type | ExternalWallType2-BatteninSoftWood | FALSE | True,False | BAMB | BAMB_ReversibilityCommon | 47229B38-497C-8119-E955-48C16A5599F3 |  | n/a
IsReusable | bamb@bre.co.uk | 2018-10-24T00:00:00 | Requirement | Type | ExternalWallType2-Caisson-MDF(outersheet) | FALSE | True,False | BAMB | BAMB_ReversibilityCommon | 38C7C64C-C927-C30E-826D-B6C38B1C2D0F |  | n/a
IsReusable | bamb@bre.co.uk | 2018-10-24T00:00:00 | Requirement | Type | ExternalWallType2-Caisson-OSB(sidesheet) | FALSE | True,False | BAMB | BAMB_ReversibilityCommon | F119DED2-D775-33D4-53AD-20F99253377A |  | n/a
IsReusable | bamb@bre.co.uk | 2018-10-24T00:00:00 | Requirement | Type | ExternalWallType2-Caisson-IJoist(Web)OSB | FALSE | True,False | BAMB | BAMB_ReversibilityCommon | 43818356-2105-7DE6-A865-20768130B0E1 |  | n/a
IsReusable | bamb@bre.co.uk | 2018-10-24T00:00:00 | Requirement | Type | ExternalWallType2-Caisson-IJoist(flanges) | FALSE | True,False | BAMB | BAMB_ReversibilityCommon | 9E22930E-6E70-0F0E-A048-0B39BE924881 |  | n/a
IsReusable | bamb@bre.co.uk | 2018-10-24T00:00:00 | Requirement | Type | ExternalWallType2-Caisson-Woodwool(againstIJoists) | FALSE | True,False | BAMB | BAMB_ReversibilityCommon | 58F79794-2D5E-FB7D-9332-5AE0007317CA |  | n/a
IsReusable | bamb@bre.co.uk | 2018-10-24T00:00:00 | Requirement | Type | ExternalWallType2-Caisson-OSB(innersheet) | FALSE | True,False | BAMB | BAMB_ReversibilityCommon | 2271C9BE-9707-C6E0-BFDD-C98E1E3F77A3 |  | n/a
IsReusable | bamb@bre.co.uk | 2018-10-24T00:00:00 | Requirement | Type | ExternalWallType2-Cellulose | FALSE | True,False | BAMB | BAMB_ReversibilityCommon | 82B5038E-0D5E-9FF2-9731-16E64093F340 |  | n/a
IsReusable | bamb@bre.co.uk | 2018-10-24T00:00:00 | Requirement | Type | ExternalWindows-TimberFrame | FALSE | True,False | BAMB | BAMB_ReversibilityCommon | 852C5F16-1D58-4EC0-A5FE-08C10CA5AD67 |  | n/a
IsReusable | bamb@bre.co.uk | 2018-10-24T00:00:00 | Requirement | Type | ExternalWindows-Glazing(doubleglazed,sealedunit) | FALSE | True,False | BAMB | BAMB_ReversibilityCommon | B160289D-9DFE-9546-B0CC-CB8BFF308CA9 |  | n/a
IsReusable | bamb@bre.co.uk | 2018-10-24T00:00:00 | Requirement | Type | InternalwallsandParitions-ClayPlasterFinish | FALSE | True,False | BAMB | BAMB_ReversibilityCommon | DF07E8BC-E4BA-C57E-1A82-59A0A3A328FF |  | n/a
IsReusable | bamb@bre.co.uk | 2018-10-24T00:00:00 | Requirement | Type | InternalwallsandParitions-ClayBrick | FALSE | True,False | BAMB | BAMB_ReversibilityCommon | 587EF6B9-FF8D-A406-FB8F-645347EF50DF |  | n/a
IsReusable | bamb@bre.co.uk | 2018-10-24T00:00:00 | Requirement | Type | InternalwallsandParitions-MortarforClayBrick | FALSE | True,False | BAMB | BAMB_ReversibilityCommon | 9E0B649B-4878-90BE-B703-53636EEDFBB8 |  | n/a
RestorationRate_B5 | bamb@bre.co.uk | 2018-10-24T00:00:00 | Requirement | Type | Groundfloor-MDF | 0 | ratio | BAMB | BAMB_ElementCommon | C4E237A6-3913-E01E-50D3-A54F35C83FE6 |  | n/a
RestorationRate_B5 | bamb@bre.co.uk | 2018-10-24T00:00:00 | Requirement | Type | Groundfloor-TimberJoist(softwood) | 0 | ratio | BAMB | BAMB_ElementCommon | 1AEE73A0-0FC4-64F9-BCD2-C2D7F0878696 |  | n/a
RestorationRate_B5 | bamb@bre.co.uk | 2018-10-24T00:00:00 | Requirement | Type | Groundfloor-Cork | 0 | ratio | BAMB | BAMB_ElementCommon | 2FD7223D-81E6-EFAE-0D45-5DEFF75AA738 |  | n/a
RestorationRate_B5 | bamb@bre.co.uk | 2018-10-24T00:00:00 | Requirement | Type | Groundfloor-Woodwool | 0 | ratio | BAMB | BAMB_ElementCommon | DA38F950-DA06-23ED-649D-7E9AE78CF217 |  | n/a
RestorationRate_B5 | bamb@bre.co.uk | 2018-10-24T00:00:00 | Requirement | Type | Groundfloor-OSB | 0 | ratio | BAMB | BAMB_ElementCommon | C8879AF5-F3BD-3669-406C-8786FF75A27D |  | n/a
RestorationRate_B5 | bamb@bre.co.uk | 2018-10-24T00:00:00 | Requirement | Type | Groundfloor-AcousticPanel:cementboard | 0 | ratio | BAMB | BAMB_ElementCommon | E11779F9-818B-E99B-7918-2F3592C63696 |  | n/a
RestorationRate_B5 | bamb@bre.co.uk | 2018-10-24T00:00:00 | Requirement | Type | Groundfloor-Floorfinishes:parquet | 0 | ratio | BAMB | BAMB_ElementCommon | F2C9117E-5A7D-DF95-3961-F5BC55C1B1DE |  | n/a
RestorationRate_B5 | bamb@bre.co.uk | 2018-10-24T00:00:00 | Requirement | Type | TimberFrame-ExternalColumns:SoftWood | 0 | ratio | BAMB | BAMB_ElementCommon | 8215631B-384A-4D24-EB73-9DCBEB8A8E05 |  | n/a
RestorationRate_B5 | bamb@bre.co.uk | 2018-10-24T00:00:00 | Requirement | Type | TimberFrame-InternalColumnsType1:SoftWood | 0 | ratio | BAMB | BAMB_ElementCommon | ED967765-BDB9-8D2A-4507-173109DD4954 |  | n/a
RestorationRate_B5 | bamb@bre.co.uk | 2018-10-24T00:00:00 | Requirement | Type | TimberFrame-InternalColumnsType2:SoftWood | 0 | ratio | BAMB | BAMB_ElementCommon | 60925350-EA99-8DBC-5F4E-7E287DC8F2C1 |  | n/a
RestorationRate_B5 | bamb@bre.co.uk | 2018-10-24T00:00:00 | Requirement | Type | TimberFrame-Beam-Roof:SoftWood | 0 | ratio | BAMB | BAMB_ElementCommon | AD6D02DD-889C-8A99-4A9B-D785B549F122 |  | n/a
RestorationRate_B5 | bamb@bre.co.uk | 2018-10-24T00:00:00 | Requirement | Type | Mezzanine-RockPanel | 0 | ratio | BAMB | BAMB_ElementCommon | 154A4EC6-E7AF-4D13-4620-13ED24956E53 |  | n/a
RestorationRate_B5 | bamb@bre.co.uk | 2018-10-24T00:00:00 | Requirement | Type | Mezzanine-Joist(softwood) | 0 | ratio | BAMB | BAMB_ElementCommon | B358BE05-4839-49F4-712C-891CB7869598 |  | n/a
RestorationRate_B5 | bamb@bre.co.uk | 2018-10-24T00:00:00 | Requirement | Type | Mezzanine-OSB | 0 | ratio | BAMB | BAMB_ElementCommon | 4E8FC725-87A1-A184-8048-342070B37FF4 |  | n/a
RestorationRate_B5 | bamb@bre.co.uk | 2018-10-24T00:00:00 | Requirement | Type | Mezzanine-AcousticPanel:cementboard | 0 | ratio | BAMB | BAMB_ElementCommon | 9222FC16-F16F-EF33-E9DA-598FFC3DF77E |  | n/a
RestorationRate_B5 | bamb@bre.co.uk | 2018-10-24T00:00:00 | Requirement | Type | Mezzanine-Floorfinishes:parquet | 0 | ratio | BAMB | BAMB_ElementCommon | 64A94658-5CA9-4235-6096-70A8C7914E93 |  | n/a
RestorationRate_B5 | bamb@bre.co.uk | 2018-10-24T00:00:00 | Requirement | Type | PichedRoof-Raftersintimberfin(softwood) | 0 | ratio | BAMB | BAMB_ElementCommon | 225EEB31-CEC7-78D3-0FD0-9E175276F1C7 |  | n/a
RestorationRate_B5 | bamb@bre.co.uk | 2018-10-24T00:00:00 | Requirement | Type | PichedRoof-WaterproofMembrane | 0 | ratio | BAMB | BAMB_ElementCommon | 06B2758C-C8B6-ED03-5034-8AED2819D797 |  | n/a
RestorationRate_B5 | bamb@bre.co.uk | 2018-10-24T00:00:00 | Requirement | Type | PichedRoof-OSB_1 | 0 | ratio | BAMB | BAMB_ElementCommon | 1C59854F-A495-C49E-904C-4ED0A0CE98B4 |  | n/a
RestorationRate_B5 | bamb@bre.co.uk | 2018-10-24T00:00:00 | Requirement | Type | PichedRoof-TimberJoist | 0 | ratio | BAMB | BAMB_ElementCommon | 3427B031-5595-A6D5-AD07-9D5D05581553 |  | n/a
RestorationRate_B5 | bamb@bre.co.uk | 2018-10-24T00:00:00 | Requirement | Type | PichedRoof-Woodwool | 0 | ratio | BAMB | BAMB_ElementCommon | 402BE861-25CC-B710-69D9-7D13C5D41080 |  | n/a
RestorationRate_B5 | bamb@bre.co.uk | 2018-10-24T00:00:00 | Requirement | Type | PichedRoof-OSB_2 | 0 | ratio | BAMB | BAMB_ElementCommon | BF01BD68-212A-E078-F936-DAE283F195B0 |  | n/a
RestorationRate_B5 | bamb@bre.co.uk | 2018-10-24T00:00:00 | Requirement | Type | PichedRoofCovering-Corrugatedglalvanisedsteelsheet | 0 | ratio | BAMB | BAMB_ElementCommon | 76857747-4203-8EC7-19AF-170A7F711B8D |  | n/a
RestorationRate_B5 | bamb@bre.co.uk | 2018-10-24T00:00:00 | Requirement | Type | FlatRoof-MDF(ref:totem) | 0 | ratio | BAMB | BAMB_ElementCommon | BCAEC30A-CB17-948B-7A94-D70CD06715E8 |  | n/a
RestorationRate_B5 | bamb@bre.co.uk | 2018-10-24T00:00:00 | Requirement | Type | FlatRoof-OSB | 0 | ratio | BAMB | BAMB_ElementCommon | 717B41AD-C8A0-E3B5-51F5-A7CC26891D79 |  | n/a
RestorationRate_B5 | bamb@bre.co.uk | 2018-10-24T00:00:00 | Requirement | Type | FlatRoof-Cellulose | 0 | ratio | BAMB | BAMB_ElementCommon | 37AFFE82-3536-597B-E62D-70584783D2FB |  | n/a
RestorationRate_B5 | bamb@bre.co.uk | 2018-10-24T00:00:00 | Requirement | Type | FlatRoof-Membranepro-climat | 0 | ratio | BAMB | BAMB_ElementCommon | E2FE4DDE-9378-BE08-E120-17210C6725FD |  | n/a
RestorationRate_B5 | bamb@bre.co.uk | 2018-10-24T00:00:00 | Requirement | Type | FlatRoof-Raftersintimberfin(softwood) | 0 | ratio | BAMB | BAMB_ElementCommon | FAA4E584-345A-1C43-CF0A-E9902ABAFC5B |  | n/a
RestorationRate_B5 | bamb@bre.co.uk | 2018-10-24T00:00:00 | Requirement | Type | FlatRoofCovering-EPDM | 0 | ratio | BAMB | BAMB_ElementCommon | 7F3EC801-ABEC-B275-5347-13E1BCDF6DB0 |  | n/a
RestorationRate_B5 | bamb@bre.co.uk | 2018-10-24T00:00:00 | Requirement | Type | FlatRoof-InternalCeilingFinishes:RockPanel | 0 | ratio | BAMB | BAMB_ElementCommon | 731790C5-571F-1AD0-9080-6F3B54C93355 |  | n/a
RestorationRate_B5 | bamb@bre.co.uk | 2018-10-24T00:00:00 | Requirement | Type | ExternalWallType1A-RockPanel | 0 | ratio | BAMB | BAMB_ElementCommon | 18BA94B8-A9D5-18D7-BA32-C44DF0001590 |  | n/a
RestorationRate_B5 | bamb@bre.co.uk | 2018-10-24T00:00:00 | Requirement | Type | ExternalWallType1A-BatteninSoftWood | 0 | ratio | BAMB | BAMB_ElementCommon | 156D9E2E-2350-3761-980F-8E97458D54E7 |  | n/a
RestorationRate_B5 | bamb@bre.co.uk | 2018-10-24T00:00:00 | Requirement | Type | ExternalWallType1A-Caisson-MDF(outersheet) | 0 | ratio | BAMB | BAMB_ElementCommon | B54D2820-BB61-909F-3EFE-803CEC35DC91 |  | n/a
RestorationRate_B5 | bamb@bre.co.uk | 2018-10-24T00:00:00 | Requirement | Type | ExternalWallType1A-Caisson-OSB(sidesheet) | 0 | ratio | BAMB | BAMB_ElementCommon | D752B614-67D9-7A7C-D4C7-B7079727F11D |  | n/a
RestorationRate_B5 | bamb@bre.co.uk | 2018-10-24T00:00:00 | Requirement | Type | ExternalWallType1A-Caisson-IJoist(Web)OSB | 0 | ratio | BAMB | BAMB_ElementCommon | 701A8B07-A0D5-22AF-42CB-BD350EE346CE |  | n/a
RestorationRate_B5 | bamb@bre.co.uk | 2018-10-24T00:00:00 | Requirement | Type | ExternalWallType1A-Caisson-IJoist(flanges) | 0 | ratio | BAMB | BAMB_ElementCommon | 83F3FE8F-5879-7B89-9A06-037DE3D14B78 |  | n/a
RestorationRate_B5 | bamb@bre.co.uk | 2018-10-24T00:00:00 | Requirement | Type | ExternalWallType1A-Caisson-Woodwool(againstIJoists) | 0 | ratio | BAMB | BAMB_ElementCommon | F55E912B-2725-3D90-1269-99DA1E312695 |  | n/a
RestorationRate_B5 | bamb@bre.co.uk | 2018-10-24T00:00:00 | Requirement | Type | ExternalWallType1A-Caisson-OSB(innersheet) | 0 | ratio | BAMB | BAMB_ElementCommon | AA5C3044-A2BF-CE5F-96D3-C2A501E38981 |  | n/a
RestorationRate_B5 | bamb@bre.co.uk | 2018-10-24T00:00:00 | Requirement | Type | ExternalWallType1A-Cellulose | 0 | ratio | BAMB | BAMB_ElementCommon | 439509C0-4DB7-EEDF-4C58-C2C7C0DE5274 |  | n/a
RestorationRate_B5 | bamb@bre.co.uk | 2018-10-24T00:00:00 | Requirement | Type | ExternalWallType1B-RockPanel | 0 | ratio | BAMB | BAMB_ElementCommon | 471EA1A0-9AE9-CCEC-C1C9-139BAA0E3E85 |  | n/a
RestorationRate_B5 | bamb@bre.co.uk | 2018-10-24T00:00:00 | Requirement | Type | ExternalWallType1B-BatteninSoftWood | 0 | ratio | BAMB | BAMB_ElementCommon | 0D99C8F6-852D-0E6D-E803-C2D55B95454C |  | n/a
RestorationRate_B5 | bamb@bre.co.uk | 2018-10-24T00:00:00 | Requirement | Type | ExternalWallType1B-Caisson-MDF(outersheet) | 0 | ratio | BAMB | BAMB_ElementCommon | 08747B2B-AB59-55D2-BD78-CA469C5FF6A0 |  | n/a
RestorationRate_B5 | bamb@bre.co.uk | 2018-10-24T00:00:00 | Requirement | Type | ExternalWallType1B-Caisson-OSB(sidesheet) | 0 | ratio | BAMB | BAMB_ElementCommon | FDF6FFC0-4D9E-46DE-0BB4-255517C66848 |  | n/a
RestorationRate_B5 | bamb@bre.co.uk | 2018-10-24T00:00:00 | Requirement | Type | ExternalWallType1B-Caisson-IJoist(Web)OSB | 0 | ratio | BAMB | BAMB_ElementCommon | 9398AF51-9762-3912-778E-951A8573FBCE |  | n/a
RestorationRate_B5 | bamb@bre.co.uk | 2018-10-24T00:00:00 | Requirement | Type | ExternalWallType1B-Caisson-IJoist(flanges) | 0 | ratio | BAMB | BAMB_ElementCommon | C2C0A904-BCEF-61D4-6164-4FAA21AF4F79 |  | n/a
RestorationRate_B5 | bamb@bre.co.uk | 2018-10-24T00:00:00 | Requirement | Type | ExternalWallType1B-Caisson-Woodwool(againstIJoists) | 0 | ratio | BAMB | BAMB_ElementCommon | 67054584-7B84-589A-D941-473838B0C801 |  | n/a
RestorationRate_B5 | bamb@bre.co.uk | 2018-10-24T00:00:00 | Requirement | Type | ExternalWallType1B-Caisson-OSB(innersheet) | 0 | ratio | BAMB | BAMB_ElementCommon | 5F16E8C9-CE0D-CE19-FD80-F08491F861E0 |  | n/a
RestorationRate_B5 | bamb@bre.co.uk | 2018-10-24T00:00:00 | Requirement | Type | ExternalWallType1B-Cellulose | 0 | ratio | BAMB | BAMB_ElementCommon | 5E4F18CA-61A4-A0B9-E967-B7905AB65ED8 |  | n/a
RestorationRate_B5 | bamb@bre.co.uk | 2018-10-24T00:00:00 | Requirement | Type | ExternalWallType1B-ClayPlasterFinish | 0 | ratio | BAMB | BAMB_ElementCommon | 6B1F7CCD-0437-008E-F758-D0D0C1B9EBF0 |  | n/a
RestorationRate_B5 | bamb@bre.co.uk | 2018-10-24T00:00:00 | Requirement | Type | ExternalWallType2-ReclaimedCedarCladding | 0 | ratio | BAMB | BAMB_ElementCommon | BE0BCC8E-56BE-1F32-FC7A-5A2BBB280A40 |  | n/a
RestorationRate_B5 | bamb@bre.co.uk | 2018-10-24T00:00:00 | Requirement | Type | ExternalWallType2-BatteninSoftWood | 0 | ratio | BAMB | BAMB_ElementCommon | DC59AE7E-343B-6553-897C-1E0F2CB3A3F6 |  | n/a
RestorationRate_B5 | bamb@bre.co.uk | 2018-10-24T00:00:00 | Requirement | Type | ExternalWallType2-Caisson-MDF(outersheet) | 0 | ratio | BAMB | BAMB_ElementCommon | 3909C658-8D6D-CCD4-C4F0-8069CFCF23F1 |  | n/a
RestorationRate_B5 | bamb@bre.co.uk | 2018-10-24T00:00:00 | Requirement | Type | ExternalWallType2-Caisson-OSB(sidesheet) | 0 | ratio | BAMB | BAMB_ElementCommon | 78D30E33-A018-943D-4186-973E126A2532 |  | n/a
RestorationRate_B5 | bamb@bre.co.uk | 2018-10-24T00:00:00 | Requirement | Type | ExternalWallType2-Caisson-IJoist(Web)OSB | 0 | ratio | BAMB | BAMB_ElementCommon | 643EB97A-9763-392F-E970-5A1570564462 |  | n/a
RestorationRate_B5 | bamb@bre.co.uk | 2018-10-24T00:00:00 | Requirement | Type | ExternalWallType2-Caisson-IJoist(flanges) | 0 | ratio | BAMB | BAMB_ElementCommon | 58448F65-3D36-98B4-C844-444B824C3E3E |  | n/a
RestorationRate_B5 | bamb@bre.co.uk | 2018-10-24T00:00:00 | Requirement | Type | ExternalWallType2-Caisson-Woodwool(againstIJoists) | 0 | ratio | BAMB | BAMB_ElementCommon | 7F44EBE9-C4D1-7978-9295-7365DD5E8F26 |  | n/a
RestorationRate_B5 | bamb@bre.co.uk | 2018-10-24T00:00:00 | Requirement | Type | ExternalWallType2-Caisson-OSB(innersheet) | 0 | ratio | BAMB | BAMB_ElementCommon | 61BA58D4-8882-286A-199C-4B6617B997D9 |  | n/a
RestorationRate_B5 | bamb@bre.co.uk | 2018-10-24T00:00:00 | Requirement | Type | ExternalWallType2-Cellulose | 0 | ratio | BAMB | BAMB_ElementCommon | 102FE674-EBC5-FAC9-FA46-A387097D55BC |  | n/a
RestorationRate_B5 | bamb@bre.co.uk | 2018-10-24T00:00:00 | Requirement | Type | ExternalWindows-TimberFrame | 0 | ratio | BAMB | BAMB_ElementCommon | CA362490-687F-6A85-DA13-1134F6191D75 |  | n/a
RestorationRate_B5 | bamb@bre.co.uk | 2018-10-24T00:00:00 | Requirement | Type | ExternalWindows-Glazing(doubleglazed,sealedunit) | 0 | ratio | BAMB | BAMB_ElementCommon | FD059E66-BCC0-125F-9379-E1FA612CDA55 |  | n/a
RestorationRate_B5 | bamb@bre.co.uk | 2018-10-24T00:00:00 | Requirement | Type | InternalwallsandParitions-ClayPlasterFinish | 0 | ratio | BAMB | BAMB_ElementCommon | 266FF8EE-B682-4268-9FB5-A61EF8ED0CEC |  | n/a
RestorationRate_B5 | bamb@bre.co.uk | 2018-10-24T00:00:00 | Requirement | Type | InternalwallsandParitions-ClayBrick | 0 | ratio | BAMB | BAMB_ElementCommon | 69DB3433-C89F-2546-1356-BC4E29E1E457 |  | n/a
RestorationRate_B5 | bamb@bre.co.uk | 2018-10-24T00:00:00 | Requirement | Type | InternalwallsandParitions-MortarforClayBrick | 0 | ratio | BAMB | BAMB_ElementCommon | F73FB3C0-C98D-4BBB-F6B7-0936E1599FF8 |  | n/a
InstallationWastageRate_B5 | bamb@bre.co.uk | 2018-10-24T00:00:00 | Requirement | Type | Groundfloor-MDF | 0 | ratio | BAMB | BAMB_ElementCommon | 4FB6DE61-2E3D-2947-5E18-DB7501AFB3DC |  | n/a
InstallationWastageRate_B5 | bamb@bre.co.uk | 2018-10-24T00:00:00 | Requirement | Type | Groundfloor-TimberJoist(softwood) | 0 | ratio | BAMB | BAMB_ElementCommon | BB2713A7-CCA3-5EC3-2277-0A2AD0A7A5CE |  | n/a
InstallationWastageRate_B5 | bamb@bre.co.uk | 2018-10-24T00:00:00 | Requirement | Type | Groundfloor-Cork | 0 | ratio | BAMB | BAMB_ElementCommon | 341D0100-5F23-DC26-26D6-71D53082CF6A |  | n/a
InstallationWastageRate_B5 | bamb@bre.co.uk | 2018-10-24T00:00:00 | Requirement | Type | Groundfloor-Woodwool | 0 | ratio | BAMB | BAMB_ElementCommon | 25496D82-7794-2E6B-ADE5-A23C0C4D1BA9 |  | n/a
InstallationWastageRate_B5 | bamb@bre.co.uk | 2018-10-24T00:00:00 | Requirement | Type | Groundfloor-OSB | 0 | ratio | BAMB | BAMB_ElementCommon | C9C67C0B-DC3B-D58F-84E2-4B88338A8956 |  | n/a
InstallationWastageRate_B5 | bamb@bre.co.uk | 2018-10-24T00:00:00 | Requirement | Type | Groundfloor-AcousticPanel:cementboard | 0 | ratio | BAMB | BAMB_ElementCommon | 40939A8B-C0BD-873C-B97E-A0CD174AAC65 |  | n/a
InstallationWastageRate_B5 | bamb@bre.co.uk | 2018-10-24T00:00:00 | Requirement | Type | Groundfloor-Floorfinishes:parquet | 0 | ratio | BAMB | BAMB_ElementCommon | D0B53E14-4522-5364-CFBE-ED7E897FE2A1 |  | n/a
InstallationWastageRate_B5 | bamb@bre.co.uk | 2018-10-24T00:00:00 | Requirement | Type | TimberFrame-ExternalColumns:SoftWood | 0 | ratio | BAMB | BAMB_ElementCommon | 6E79A781-67C7-804B-4895-465714D51581 |  | n/a
InstallationWastageRate_B5 | bamb@bre.co.uk | 2018-10-24T00:00:00 | Requirement | Type | TimberFrame-InternalColumnsType1:SoftWood | 0 | ratio | BAMB | BAMB_ElementCommon | F59C6A7D-C38D-2417-E2C9-46AAD53A87E3 |  | n/a
InstallationWastageRate_B5 | bamb@bre.co.uk | 2018-10-24T00:00:00 | Requirement | Type | TimberFrame-InternalColumnsType2:SoftWood | 0 | ratio | BAMB | BAMB_ElementCommon | A01BAD11-70D4-1989-D6E6-0D6AA15761A5 |  | n/a
InstallationWastageRate_B5 | bamb@bre.co.uk | 2018-10-24T00:00:00 | Requirement | Type | TimberFrame-Beam-Roof:SoftWood | 0 | ratio | BAMB | BAMB_ElementCommon | 68BD5890-B96D-23B4-BFA3-F0DA9B7A6E79 |  | n/a
InstallationWastageRate_B5 | bamb@bre.co.uk | 2018-10-24T00:00:00 | Requirement | Type | Mezzanine-RockPanel | 0 | ratio | BAMB | BAMB_ElementCommon | 51DE95B5-03F1-0EAB-91B8-6F68BB6D0822 |  | n/a
InstallationWastageRate_B5 | bamb@bre.co.uk | 2018-10-24T00:00:00 | Requirement | Type | Mezzanine-Joist(softwood) | 0 | ratio | BAMB | BAMB_ElementCommon | 72DE9E76-E95C-E6E6-8EE8-B1779E2C77F3 |  | n/a
InstallationWastageRate_B5 | bamb@bre.co.uk | 2018-10-24T00:00:00 | Requirement | Type | Mezzanine-OSB | 0 | ratio | BAMB | BAMB_ElementCommon | A4A69F6D-7DA3-9345-E2CA-FB49F5050156 |  | n/a
InstallationWastageRate_B5 | bamb@bre.co.uk | 2018-10-24T00:00:00 | Requirement | Type | Mezzanine-AcousticPanel:cementboard | 0 | ratio | BAMB | BAMB_ElementCommon | 6BDDBEE7-A6F8-B335-E670-D5FE04510BE5 |  | n/a
InstallationWastageRate_B5 | bamb@bre.co.uk | 2018-10-24T00:00:00 | Requirement | Type | Mezzanine-Floorfinishes:parquet | 0 | ratio | BAMB | BAMB_ElementCommon | 5858A675-2D50-5E9E-0E18-9C79C1807AB9 |  | n/a
InstallationWastageRate_B5 | bamb@bre.co.uk | 2018-10-24T00:00:00 | Requirement | Type | PichedRoof-Raftersintimberfin(softwood) | 0 | ratio | BAMB | BAMB_ElementCommon | 7EF9C515-A78F-3EB1-E6FC-0C47460B354E |  | n/a
InstallationWastageRate_B5 | bamb@bre.co.uk | 2018-10-24T00:00:00 | Requirement | Type | PichedRoof-WaterproofMembrane | 0 | ratio | BAMB | BAMB_ElementCommon | 532E0C13-1BF2-04AB-3B36-13BB795C9E2B |  | n/a
InstallationWastageRate_B5 | bamb@bre.co.uk | 2018-10-24T00:00:00 | Requirement | Type | PichedRoof-OSB_1 | 0 | ratio | BAMB | BAMB_ElementCommon | 3A8208C5-C759-5779-0767-0E4EA358B253 |  | n/a
InstallationWastageRate_B5 | bamb@bre.co.uk | 2018-10-24T00:00:00 | Requirement | Type | PichedRoof-TimberJoist | 0 | ratio | BAMB | BAMB_ElementCommon | F023AEB7-F7B5-73B9-BA00-92570CD5154F |  | n/a
InstallationWastageRate_B5 | bamb@bre.co.uk | 2018-10-24T00:00:00 | Requirement | Type | PichedRoof-Woodwool | 0 | ratio | BAMB | BAMB_ElementCommon | B3A8C772-702E-4652-B048-2B7342AE97E8 |  | n/a
InstallationWastageRate_B5 | bamb@bre.co.uk | 2018-10-24T00:00:00 | Requirement | Type | PichedRoof-OSB_2 | 0 | ratio | BAMB | BAMB_ElementCommon | 4C1624EA-DFC0-C6FD-D0FA-6FC12E9A7ABA |  | n/a
InstallationWastageRate_B5 | bamb@bre.co.uk | 2018-10-24T00:00:00 | Requirement | Type | PichedRoofCovering-Corrugatedglalvanisedsteelsheet | 0 | ratio | BAMB | BAMB_ElementCommon | B3AEB166-D8E9-1EC4-BDB3-A2310F53A4CC |  | n/a
InstallationWastageRate_B5 | bamb@bre.co.uk | 2018-10-24T00:00:00 | Requirement | Type | FlatRoof-MDF(ref:totem) | 0 | ratio | BAMB | BAMB_ElementCommon | E583B43B-408B-7E9A-E0D9-F609842C48B0 |  | n/a
InstallationWastageRate_B5 | bamb@bre.co.uk | 2018-10-24T00:00:00 | Requirement | Type | FlatRoof-OSB | 0 | ratio | BAMB | BAMB_ElementCommon | D017200C-C986-A97E-012D-3CC0DEB4DDB4 |  | n/a
InstallationWastageRate_B5 | bamb@bre.co.uk | 2018-10-24T00:00:00 | Requirement | Type | FlatRoof-Cellulose | 0 | ratio | BAMB | BAMB_ElementCommon | FBF20991-4E51-53A2-20B9-471485A645EC |  | n/a
InstallationWastageRate_B5 | bamb@bre.co.uk | 2018-10-24T00:00:00 | Requirement | Type | FlatRoof-Membranepro-climat | 0 | ratio | BAMB | BAMB_ElementCommon | 13A9F5F9-5DBF-2632-6C46-9EE05B6C78A5 |  | n/a
InstallationWastageRate_B5 | bamb@bre.co.uk | 2018-10-24T00:00:00 | Requirement | Type | FlatRoof-Raftersintimberfin(softwood) | 0 | ratio | BAMB | BAMB_ElementCommon | C6BEF89B-E168-8074-3944-0AD74899B0D1 |  | n/a
InstallationWastageRate_B5 | bamb@bre.co.uk | 2018-10-24T00:00:00 | Requirement | Type | FlatRoofCovering-EPDM | 0 | ratio | BAMB | BAMB_ElementCommon | D22CA387-DDC0-71A1-4BFB-0375D2108931 |  | n/a
InstallationWastageRate_B5 | bamb@bre.co.uk | 2018-10-24T00:00:00 | Requirement | Type | FlatRoof-InternalCeilingFinishes:RockPanel | 0 | ratio | BAMB | BAMB_ElementCommon | D3E50513-8DC7-EAA9-0329-E55F9FD6510C |  | n/a
InstallationWastageRate_B5 | bamb@bre.co.uk | 2018-10-24T00:00:00 | Requirement | Type | ExternalWallType1A-RockPanel | 0 | ratio | BAMB | BAMB_ElementCommon | 1C1012FD-76F2-65E5-B18C-0F4698B904DC |  | n/a
InstallationWastageRate_B5 | bamb@bre.co.uk | 2018-10-24T00:00:00 | Requirement | Type | ExternalWallType1A-BatteninSoftWood | 0 | ratio | BAMB | BAMB_ElementCommon | A7BB477A-00A8-265E-B4FB-2FCE81B02719 |  | n/a
InstallationWastageRate_B5 | bamb@bre.co.uk | 2018-10-24T00:00:00 | Requirement | Type | ExternalWallType1A-Caisson-MDF(outersheet) | 0 | ratio | BAMB | BAMB_ElementCommon | C37E7E60-458D-2324-5FC6-0189E2551495 |  | n/a
InstallationWastageRate_B5 | bamb@bre.co.uk | 2018-10-24T00:00:00 | Requirement | Type | ExternalWallType1A-Caisson-OSB(sidesheet) | 0 | ratio | BAMB | BAMB_ElementCommon | DA3F614D-1A5F-4201-FAB8-EB4B20D22BAC |  | n/a
InstallationWastageRate_B5 | bamb@bre.co.uk | 2018-10-24T00:00:00 | Requirement | Type | ExternalWallType1A-Caisson-IJoist(Web)OSB | 0 | ratio | BAMB | BAMB_ElementCommon | 38D82C0C-B85B-D671-6B88-3527FCD15054 |  | n/a
InstallationWastageRate_B5 | bamb@bre.co.uk | 2018-10-24T00:00:00 | Requirement | Type | ExternalWallType1A-Caisson-IJoist(flanges) | 0 | ratio | BAMB | BAMB_ElementCommon | F21E9429-DB3C-743F-0BE0-D7B286EA1195 |  | n/a
InstallationWastageRate_B5 | bamb@bre.co.uk | 2018-10-24T00:00:00 | Requirement | Type | ExternalWallType1A-Caisson-Woodwool(againstIJoists) | 0 | ratio | BAMB | BAMB_ElementCommon | 44DBEEEB-53A9-89A7-40CE-4247B1592883 |  | n/a
InstallationWastageRate_B5 | bamb@bre.co.uk | 2018-10-24T00:00:00 | Requirement | Type | ExternalWallType1A-Caisson-OSB(innersheet) | 0 | ratio | BAMB | BAMB_ElementCommon | A2E37448-BF09-E878-E4D6-F2BC6BFA874E |  | n/a
InstallationWastageRate_B5 | bamb@bre.co.uk | 2018-10-24T00:00:00 | Requirement | Type | ExternalWallType1A-Cellulose | 0 | ratio | BAMB | BAMB_ElementCommon | 1D3C9BA2-A02B-8221-C5DB-5F8F0D99BD3C |  | n/a
InstallationWastageRate_B5 | bamb@bre.co.uk | 2018-10-24T00:00:00 | Requirement | Type | ExternalWallType1B-RockPanel | 0 | ratio | BAMB | BAMB_ElementCommon | 3DC458AF-B924-3B0F-654F-EE27B521C9E9 |  | n/a
InstallationWastageRate_B5 | bamb@bre.co.uk | 2018-10-24T00:00:00 | Requirement | Type | ExternalWallType1B-BatteninSoftWood | 0 | ratio | BAMB | BAMB_ElementCommon | DE7FAA80-937D-76B3-B669-FD0364673C5F |  | n/a
InstallationWastageRate_B5 | bamb@bre.co.uk | 2018-10-24T00:00:00 | Requirement | Type | ExternalWallType1B-Caisson-MDF(outersheet) | 0 | ratio | BAMB | BAMB_ElementCommon | D5A6D8B3-62C6-0627-A9BA-BB130D3A17BF |  | n/a
InstallationWastageRate_B5 | bamb@bre.co.uk | 2018-10-24T00:00:00 | Requirement | Type | ExternalWallType1B-Caisson-OSB(sidesheet) | 0 | ratio | BAMB | BAMB_ElementCommon | 5CCE42F8-2B94-A0FE-61A4-F20044CF9A37 |  | n/a
InstallationWastageRate_B5 | bamb@bre.co.uk | 2018-10-24T00:00:00 | Requirement | Type | ExternalWallType1B-Caisson-IJoist(Web)OSB | 0 | ratio | BAMB | BAMB_ElementCommon | EC7466E9-FE3B-BCCA-6479-073E1BFC793F |  | n/a
InstallationWastageRate_B5 | bamb@bre.co.uk | 2018-10-24T00:00:00 | Requirement | Type | ExternalWallType1B-Caisson-IJoist(flanges) | 0 | ratio | BAMB | BAMB_ElementCommon | 598ECC30-C6FE-7E81-606C-B13AB0207BEC |  | n/a
InstallationWastageRate_B5 | bamb@bre.co.uk | 2018-10-24T00:00:00 | Requirement | Type | ExternalWallType1B-Caisson-Woodwool(againstIJoists) | 0 | ratio | BAMB | BAMB_ElementCommon | 4BFD5A9A-5472-BFFD-9D97-ED6931AED59F |  | n/a
InstallationWastageRate_B5 | bamb@bre.co.uk | 2018-10-24T00:00:00 | Requirement | Type | ExternalWallType1B-Caisson-OSB(innersheet) | 0 | ratio | BAMB | BAMB_ElementCommon | 45559452-FBBC-07CF-7922-2BBEC8E366AE |  | n/a
InstallationWastageRate_B5 | bamb@bre.co.uk | 2018-10-24T00:00:00 | Requirement | Type | ExternalWallType1B-Cellulose | 0 | ratio | BAMB | BAMB_ElementCommon | 9BF1C107-728F-53CD-0549-E650B73E370A |  | n/a
InstallationWastageRate_B5 | bamb@bre.co.uk | 2018-10-24T00:00:00 | Requirement | Type | ExternalWallType1B-ClayPlasterFinish | 0 | ratio | BAMB | BAMB_ElementCommon | F96129CB-4657-48BE-80AD-B2D81C9B18EC |  | n/a
InstallationWastageRate_B5 | bamb@bre.co.uk | 2018-10-24T00:00:00 | Requirement | Type | ExternalWallType2-ReclaimedCedarCladding | 0 | ratio | BAMB | BAMB_ElementCommon | D8F9A95B-074F-FA90-01B1-5EDFE6882AE8 |  | n/a
InstallationWastageRate_B5 | bamb@bre.co.uk | 2018-10-24T00:00:00 | Requirement | Type | ExternalWallType2-BatteninSoftWood | 0 | ratio | BAMB | BAMB_ElementCommon | 026468C2-9A23-6A23-C0BA-76FAC468775E |  | n/a
InstallationWastageRate_B5 | bamb@bre.co.uk | 2018-10-24T00:00:00 | Requirement | Type | ExternalWallType2-Caisson-MDF(outersheet) | 0 | ratio | BAMB | BAMB_ElementCommon | A9C48D5C-85FE-0870-1EBD-BCCB0711BDF4 |  | n/a
InstallationWastageRate_B5 | bamb@bre.co.uk | 2018-10-24T00:00:00 | Requirement | Type | ExternalWallType2-Caisson-OSB(sidesheet) | 0 | ratio | BAMB | BAMB_ElementCommon | B0DA72EA-4F87-87E0-40FD-8FCE155307B3 |  | n/a
InstallationWastageRate_B5 | bamb@bre.co.uk | 2018-10-24T00:00:00 | Requirement | Type | ExternalWallType2-Caisson-IJoist(Web)OSB | 0 | ratio | BAMB | BAMB_ElementCommon | C62C4B28-6A87-7B21-A3AA-4E5E10AC55DF |  | n/a
InstallationWastageRate_B5 | bamb@bre.co.uk | 2018-10-24T00:00:00 | Requirement | Type | ExternalWallType2-Caisson-IJoist(flanges) | 0 | ratio | BAMB | BAMB_ElementCommon | A1E4ACBA-2333-A361-6BDD-27BAAA87C3C9 |  | n/a
InstallationWastageRate_B5 | bamb@bre.co.uk | 2018-10-24T00:00:00 | Requirement | Type | ExternalWallType2-Caisson-Woodwool(againstIJoists) | 0 | ratio | BAMB | BAMB_ElementCommon | 34C48428-D7E6-E814-DEE7-9ECFE563E533 |  | n/a
InstallationWastageRate_B5 | bamb@bre.co.uk | 2018-10-24T00:00:00 | Requirement | Type | ExternalWallType2-Caisson-OSB(innersheet) | 0 | ratio | BAMB | BAMB_ElementCommon | C15CD58F-77D9-F4F5-2B3A-3E4A97D763DC |  | n/a
InstallationWastageRate_B5 | bamb@bre.co.uk | 2018-10-24T00:00:00 | Requirement | Type | ExternalWallType2-Cellulose | 0 | ratio | BAMB | BAMB_ElementCommon | 9199E80E-54A8-A4E3-4657-8AA28EA5F5FB |  | n/a
InstallationWastageRate_B5 | bamb@bre.co.uk | 2018-10-24T00:00:00 | Requirement | Type | ExternalWindows-TimberFrame | 0 | ratio | BAMB | BAMB_ElementCommon | 435001EC-98FF-F2C6-9D13-FCC77781CA8D |  | n/a
InstallationWastageRate_B5 | bamb@bre.co.uk | 2018-10-24T00:00:00 | Requirement | Type | ExternalWindows-Glazing(doubleglazed,sealedunit) | 0 | ratio | BAMB | BAMB_ElementCommon | 5F2DB332-7498-7373-6FCA-DAFF8541A519 |  | n/a
InstallationWastageRate_B5 | bamb@bre.co.uk | 2018-10-24T00:00:00 | Requirement | Type | InternalwallsandParitions-ClayPlasterFinish | 0 | ratio | BAMB | BAMB_ElementCommon | A19D64BC-2BE5-E37F-F1B7-8ED625912D44 |  | n/a
InstallationWastageRate_B5 | bamb@bre.co.uk | 2018-10-24T00:00:00 | Requirement | Type | InternalwallsandParitions-ClayBrick | 0 | ratio | BAMB | BAMB_ElementCommon | A98623B0-961C-4D88-4937-CDB59AABC451 |  | n/a
InstallationWastageRate_B5 | bamb@bre.co.uk | 2018-10-24T00:00:00 | Requirement | Type | InternalwallsandParitions-MortarforClayBrick | 0 | ratio | BAMB | BAMB_ElementCommon | F75B4D85-BEE0-3905-4B54-91F450C9F577 |  | n/a
GWP_C1 | bamb@bre.co.uk | 2018-10-24T00:00:00 | Requirement | Type | Groundfloor-MDF | 0 | kg CO₂ eq. / functional unit | BAMB | BAMB_ClimateChange | 66FEB1F3-1263-B6EF-6F01-78C60DDEBD9D |  | n/a
GWP_C1 | bamb@bre.co.uk | 2018-10-24T00:00:00 | Requirement | Type | Groundfloor-TimberJoist(softwood) | 0 | kg CO₂ eq. / functional unit | BAMB | BAMB_ClimateChange | 9FF70D05-9B6A-335A-D8D1-48C1B6D80CB3 |  | n/a
GWP_C1 | bamb@bre.co.uk | 2018-10-24T00:00:00 | Requirement | Type | Groundfloor-Cork | 0 | kg CO₂ eq. / functional unit | BAMB | BAMB_ClimateChange | FF42E2CA-B076-FCCC-5A88-9F5CE9EEBD0A |  | n/a
GWP_C1 | bamb@bre.co.uk | 2018-10-24T00:00:00 | Requirement | Type | Groundfloor-Woodwool | 0 | kg CO₂ eq. / functional unit | BAMB | BAMB_ClimateChange | 62B9EC01-6441-784A-83C2-40425FCFEFC1 |  | n/a
GWP_C1 | bamb@bre.co.uk | 2018-10-24T00:00:00 | Requirement | Type | Groundfloor-OSB | 0 | kg CO₂ eq. / functional unit | BAMB | BAMB_ClimateChange | 54285999-C7F6-63AA-2B6F-A17937764C38 |  | n/a
GWP_C1 | bamb@bre.co.uk | 2018-10-24T00:00:00 | Requirement | Type | Groundfloor-AcousticPanel:cementboard | 0 | kg CO₂ eq. / functional unit | BAMB | BAMB_ClimateChange | CF1C3CC0-4D57-62D8-7C16-84D33F12F522 |  | n/a
GWP_C1 | bamb@bre.co.uk | 2018-10-24T00:00:00 | Requirement | Type | Groundfloor-Floorfinishes:parquet | 0 | kg CO₂ eq. / functional unit | BAMB | BAMB_ClimateChange | 3E44B6A2-B6B5-4520-038C-15FF39D96C7F |  | n/a
GWP_C1 | bamb@bre.co.uk | 2018-10-24T00:00:00 | Requirement | Type | TimberFrame-ExternalColumns:SoftWood | 0 | kg CO₂ eq. / functional unit | BAMB | BAMB_ClimateChange | B4BBEE45-2E77-D911-0620-F75D53185735 |  | n/a
GWP_C1 | bamb@bre.co.uk | 2018-10-24T00:00:00 | Requirement | Type | TimberFrame-InternalColumnsType1:SoftWood | 0 | kg CO₂ eq. / functional unit | BAMB | BAMB_ClimateChange | D0845769-484A-2262-58B9-34DC784095B1 |  | n/a
GWP_C1 | bamb@bre.co.uk | 2018-10-24T00:00:00 | Requirement | Type | TimberFrame-InternalColumnsType2:SoftWood | 0 | kg CO₂ eq. / functional unit | BAMB | BAMB_ClimateChange | 1B0C7F6E-D844-1F9D-E924-BD2A9F58C642 |  | n/a
GWP_C1 | bamb@bre.co.uk | 2018-10-24T00:00:00 | Requirement | Type | TimberFrame-Beam-Roof:SoftWood | 0 | kg CO₂ eq. / functional unit | BAMB | BAMB_ClimateChange | 4F492A16-58CA-7714-BADC-32A205FEAACE |  | n/a
GWP_C1 | bamb@bre.co.uk | 2018-10-24T00:00:00 | Requirement | Type | Mezzanine-RockPanel | 0 | kg CO₂ eq. / functional unit | BAMB | BAMB_ClimateChange | F9FA3E43-792D-42E1-D49D-302EB558F9AE |  | n/a
GWP_C1 | bamb@bre.co.uk | 2018-10-24T00:00:00 | Requirement | Type | Mezzanine-Joist(softwood) | 0 | kg CO₂ eq. / functional unit | BAMB | BAMB_ClimateChange | FE396842-764A-EDE3-FF83-19812B4FBC18 |  | n/a
GWP_C1 | bamb@bre.co.uk | 2018-10-24T00:00:00 | Requirement | Type | Mezzanine-OSB | 0 | kg CO₂ eq. / functional unit | BAMB | BAMB_ClimateChange | 7FD94279-7281-0471-B018-B7DD4F5ED921 |  | n/a
GWP_C1 | bamb@bre.co.uk | 2018-10-24T00:00:00 | Requirement | Type | Mezzanine-AcousticPanel:cementboard | 0 | kg CO₂ eq. / functional unit | BAMB | BAMB_ClimateChange | B73DBD1C-8896-AD64-648D-7DC2DCABB7DB |  | n/a
GWP_C1 | bamb@bre.co.uk | 2018-10-24T00:00:00 | Requirement | Type | Mezzanine-Floorfinishes:parquet | 0 | kg CO₂ eq. / functional unit | BAMB | BAMB_ClimateChange | E2F4E804-7278-DFA9-F3E4-7CDD541174B3 |  | n/a
GWP_C1 | bamb@bre.co.uk | 2018-10-24T00:00:00 | Requirement | Type | PichedRoof-Raftersintimberfin(softwood) | 0 | kg CO₂ eq. / functional unit | BAMB | BAMB_ClimateChange | 092BC0C7-5605-01F1-135D-248120473A5F |  | n/a
GWP_C1 | bamb@bre.co.uk | 2018-10-24T00:00:00 | Requirement | Type | PichedRoof-WaterproofMembrane | 0 | kg CO₂ eq. / functional unit | BAMB | BAMB_ClimateChange | E80493A4-ACA9-0352-561F-9A678FC61B31 |  | n/a
GWP_C1 | bamb@bre.co.uk | 2018-10-24T00:00:00 | Requirement | Type | PichedRoof-OSB_1 | 0 | kg CO₂ eq. / functional unit | BAMB | BAMB_ClimateChange | 25ACB3B3-4656-08DF-FAE0-181A751FC619 |  | n/a
GWP_C1 | bamb@bre.co.uk | 2018-10-24T00:00:00 | Requirement | Type | PichedRoof-TimberJoist | 0 | kg CO₂ eq. / functional unit | BAMB | BAMB_ClimateChange | 5D340E39-235B-9174-ABE6-000C2C73ADA3 |  | n/a
GWP_C1 | bamb@bre.co.uk | 2018-10-24T00:00:00 | Requirement | Type | PichedRoof-Woodwool | 0 | kg CO₂ eq. / functional unit | BAMB | BAMB_ClimateChange | BCBE90E9-0931-1C25-7293-63798B0BD04C |  | n/a
GWP_C1 | bamb@bre.co.uk | 2018-10-24T00:00:00 | Requirement | Type | PichedRoof-OSB_2 | 0 | kg CO₂ eq. / functional unit | BAMB | BAMB_ClimateChange | 2FDF1A1D-2F15-0AC6-BD7D-52FF1077D2D1 |  | n/a
GWP_C1 | bamb@bre.co.uk | 2018-10-24T00:00:00 | Requirement | Type | PichedRoofCovering-Corrugatedglalvanisedsteelsheet | 0 | kg CO₂ eq. / functional unit | BAMB | BAMB_ClimateChange | 4F9B3744-3E22-801E-DB58-22A8DBF86478 |  | n/a
GWP_C1 | bamb@bre.co.uk | 2018-10-24T00:00:00 | Requirement | Type | FlatRoof-MDF(ref:totem) | 0 | kg CO₂ eq. / functional unit | BAMB | BAMB_ClimateChange | C62059F1-DAB6-41D2-206D-61ED9B4909D7 |  | n/a
GWP_C1 | bamb@bre.co.uk | 2018-10-24T00:00:00 | Requirement | Type | FlatRoof-OSB | 0 | kg CO₂ eq. / functional unit | BAMB | BAMB_ClimateChange | 9DCE5616-93F6-6D0A-4974-5B550216D499 |  | n/a
GWP_C1 | bamb@bre.co.uk | 2018-10-24T00:00:00 | Requirement | Type | FlatRoof-Cellulose | 0 | kg CO₂ eq. / functional unit | BAMB | BAMB_ClimateChange | FEC85732-6491-AEAC-F7B3-DF9DB52943A0 |  | n/a
GWP_C1 | bamb@bre.co.uk | 2018-10-24T00:00:00 | Requirement | Type | FlatRoof-Membranepro-climat | 0 | kg CO₂ eq. / functional unit | BAMB | BAMB_ClimateChange | D98C054A-932C-EF63-87D3-994EDFE8BD95 |  | n/a
GWP_C1 | bamb@bre.co.uk | 2018-10-24T00:00:00 | Requirement | Type | FlatRoof-Raftersintimberfin(softwood) | 0 | kg CO₂ eq. / functional unit | BAMB | BAMB_ClimateChange | 2ACE1BA6-6E09-8A69-422B-818A9DB41681 |  | n/a
GWP_C1 | bamb@bre.co.uk | 2018-10-24T00:00:00 | Requirement | Type | FlatRoofCovering-EPDM | 0 | kg CO₂ eq. / functional unit | BAMB | BAMB_ClimateChange | 50A2F293-5946-A6BB-0452-FF692CA8D05B |  | n/a
GWP_C1 | bamb@bre.co.uk | 2018-10-24T00:00:00 | Requirement | Type | FlatRoof-InternalCeilingFinishes:RockPanel | 0 | kg CO₂ eq. / functional unit | BAMB | BAMB_ClimateChange | 945F1DD5-2A23-71A5-7F49-DF9250E70D07 |  | n/a
GWP_C1 | bamb@bre.co.uk | 2018-10-24T00:00:00 | Requirement | Type | ExternalWallType1A-RockPanel | 0 | kg CO₂ eq. / functional unit | BAMB | BAMB_ClimateChange | C3320D35-E6F1-E795-84AB-258A2A57AE59 |  | n/a
GWP_C1 | bamb@bre.co.uk | 2018-10-24T00:00:00 | Requirement | Type | ExternalWallType1A-BatteninSoftWood | 0 | kg CO₂ eq. / functional unit | BAMB | BAMB_ClimateChange | 2BD1076B-808C-D8BA-D004-7DA21DE3DA38 |  | n/a
GWP_C1 | bamb@bre.co.uk | 2018-10-24T00:00:00 | Requirement | Type | ExternalWallType1A-Caisson-MDF(outersheet) | 0 | kg CO₂ eq. / functional unit | BAMB | BAMB_ClimateChange | D7D18F56-5611-F225-BD95-51902CA2B097 |  | n/a
GWP_C1 | bamb@bre.co.uk | 2018-10-24T00:00:00 | Requirement | Type | ExternalWallType1A-Caisson-OSB(sidesheet) | 0 | kg CO₂ eq. / functional unit | BAMB | BAMB_ClimateChange | 5299A3CB-63E8-15EE-0E5D-801ADC64F16A |  | n/a
GWP_C1 | bamb@bre.co.uk | 2018-10-24T00:00:00 | Requirement | Type | ExternalWallType1A-Caisson-IJoist(Web)OSB | 0 | kg CO₂ eq. / functional unit | BAMB | BAMB_ClimateChange | 7EB4B4AA-0189-94D8-B533-02CF116192BC |  | n/a
GWP_C1 | bamb@bre.co.uk | 2018-10-24T00:00:00 | Requirement | Type | ExternalWallType1A-Caisson-IJoist(flanges) | 0 | kg CO₂ eq. / functional unit | BAMB | BAMB_ClimateChange | 7E56C336-EA15-66CE-DF81-807D08A4B0EE |  | n/a
GWP_C1 | bamb@bre.co.uk | 2018-10-24T00:00:00 | Requirement | Type | ExternalWallType1A-Caisson-Woodwool(againstIJoists) | 0 | kg CO₂ eq. / functional unit | BAMB | BAMB_ClimateChange | 6B73FC8F-FD2B-F2BE-430C-588A3E30B5BE |  | n/a
GWP_C1 | bamb@bre.co.uk | 2018-10-24T00:00:00 | Requirement | Type | ExternalWallType1A-Caisson-OSB(innersheet) | 0 | kg CO₂ eq. / functional unit | BAMB | BAMB_ClimateChange | F8B5AE9C-2361-7FCF-3AD6-20C52E82923D |  | n/a
GWP_C1 | bamb@bre.co.uk | 2018-10-24T00:00:00 | Requirement | Type | ExternalWallType1A-Cellulose | 0 | kg CO₂ eq. / functional unit | BAMB | BAMB_ClimateChange | 7AB0479A-2877-FEDF-88B8-4B6183823929 |  | n/a
GWP_C1 | bamb@bre.co.uk | 2018-10-24T00:00:00 | Requirement | Type | ExternalWallType1B-RockPanel | 0 | kg CO₂ eq. / functional unit | BAMB | BAMB_ClimateChange | A3910F65-4E1A-7994-1219-360C6AA7866E |  | n/a
GWP_C1 | bamb@bre.co.uk | 2018-10-24T00:00:00 | Requirement | Type | ExternalWallType1B-BatteninSoftWood | 0 | kg CO₂ eq. / functional unit | BAMB | BAMB_ClimateChange | 5AE852CF-FE87-795A-E5F7-2FA1D8495975 |  | n/a
GWP_C1 | bamb@bre.co.uk | 2018-10-24T00:00:00 | Requirement | Type | ExternalWallType1B-Caisson-MDF(outersheet) | 0 | kg CO₂ eq. / functional unit | BAMB | BAMB_ClimateChange | 2ADAE2D8-1A08-3070-BF42-66C7D503DA7C |  | n/a
GWP_C1 | bamb@bre.co.uk | 2018-10-24T00:00:00 | Requirement | Type | ExternalWallType1B-Caisson-OSB(sidesheet) | 0 | kg CO₂ eq. / functional unit | BAMB | BAMB_ClimateChange | 49711A85-316A-6E90-257E-09E9B1F8586E |  | n/a
GWP_C1 | bamb@bre.co.uk | 2018-10-24T00:00:00 | Requirement | Type | ExternalWallType1B-Caisson-IJoist(Web)OSB | 0 | kg CO₂ eq. / functional unit | BAMB | BAMB_ClimateChange | 9E3B0F85-8E5B-73DD-CCD5-E00B106A9DA7 |  | n/a
GWP_C1 | bamb@bre.co.uk | 2018-10-24T00:00:00 | Requirement | Type | ExternalWallType1B-Caisson-IJoist(flanges) | 0 | kg CO₂ eq. / functional unit | BAMB | BAMB_ClimateChange | 3115A84C-D4B8-D027-107F-79DE55E65376 |  | n/a
GWP_C1 | bamb@bre.co.uk | 2018-10-24T00:00:00 | Requirement | Type | ExternalWallType1B-Caisson-Woodwool(againstIJoists) | 0 | kg CO₂ eq. / functional unit | BAMB | BAMB_ClimateChange | F425E86F-73AB-7EB0-B4B0-2FF0F1564AC5 |  | n/a
GWP_C1 | bamb@bre.co.uk | 2018-10-24T00:00:00 | Requirement | Type | ExternalWallType1B-Caisson-OSB(innersheet) | 0 | kg CO₂ eq. / functional unit | BAMB | BAMB_ClimateChange | D3034B50-E087-6AAC-FEF6-2D84DFEFBA08 |  | n/a
GWP_C1 | bamb@bre.co.uk | 2018-10-24T00:00:00 | Requirement | Type | ExternalWallType1B-Cellulose | 0 | kg CO₂ eq. / functional unit | BAMB | BAMB_ClimateChange | 10A58678-29B7-FDEE-3A37-AE36B859719C |  | n/a
GWP_C1 | bamb@bre.co.uk | 2018-10-24T00:00:00 | Requirement | Type | ExternalWallType1B-ClayPlasterFinish | 0 | kg CO₂ eq. / functional unit | BAMB | BAMB_ClimateChange | DEA2EA5F-7DD2-7D89-1280-1353EF8B0EE6 |  | n/a
GWP_C1 | bamb@bre.co.uk | 2018-10-24T00:00:00 | Requirement | Type | ExternalWallType2-ReclaimedCedarCladding | 0 | kg CO₂ eq. / functional unit | BAMB | BAMB_ClimateChange | 76AD358D-F2DD-A115-35B8-FC3BEA51C4CF |  | n/a
GWP_C1 | bamb@bre.co.uk | 2018-10-24T00:00:00 | Requirement | Type | ExternalWallType2-BatteninSoftWood | 0 | kg CO₂ eq. / functional unit | BAMB | BAMB_ClimateChange | ACD42D5E-959A-3CC1-3371-E6448582D406 |  | n/a
GWP_C1 | bamb@bre.co.uk | 2018-10-24T00:00:00 | Requirement | Type | ExternalWallType2-Caisson-MDF(outersheet) | 0 | kg CO₂ eq. / functional unit | BAMB | BAMB_ClimateChange | 9F502361-255E-B9C8-CF21-6D06107EFE6E |  | n/a
GWP_C1 | bamb@bre.co.uk | 2018-10-24T00:00:00 | Requirement | Type | ExternalWallType2-Caisson-OSB(sidesheet) | 0 | kg CO₂ eq. / functional unit | BAMB | BAMB_ClimateChange | 0A6AEFAB-7E1D-483C-0470-D107CDB8C31C |  | n/a
GWP_C1 | bamb@bre.co.uk | 2018-10-24T00:00:00 | Requirement | Type | ExternalWallType2-Caisson-IJoist(Web)OSB | 0 | kg CO₂ eq. / functional unit | BAMB | BAMB_ClimateChange | 5FCAEBEC-C4EA-03F3-671F-B209D9009320 |  | n/a
GWP_C1 | bamb@bre.co.uk | 2018-10-24T00:00:00 | Requirement | Type | ExternalWallType2-Caisson-IJoist(flanges) | 0 | kg CO₂ eq. / functional unit | BAMB | BAMB_ClimateChange | 5ACEE332-6C36-5C17-403D-A56A09CC84CB |  | n/a
GWP_C1 | bamb@bre.co.uk | 2018-10-24T00:00:00 | Requirement | Type | ExternalWallType2-Caisson-Woodwool(againstIJoists) | 0 | kg CO₂ eq. / functional unit | BAMB | BAMB_ClimateChange | 938E1E6E-D581-590B-4337-F8D63AB261B0 |  | n/a
GWP_C1 | bamb@bre.co.uk | 2018-10-24T00:00:00 | Requirement | Type | ExternalWallType2-Caisson-OSB(innersheet) | 0 | kg CO₂ eq. / functional unit | BAMB | BAMB_ClimateChange | 4637D5D0-3632-8CE0-2F3A-0C93D7A868CE |  | n/a
GWP_C1 | bamb@bre.co.uk | 2018-10-24T00:00:00 | Requirement | Type | ExternalWallType2-Cellulose | 0 | kg CO₂ eq. / functional unit | BAMB | BAMB_ClimateChange | EF245780-ABAC-7957-3C25-A0A0EB0A1432 |  | n/a
GWP_C1 | bamb@bre.co.uk | 2018-10-24T00:00:00 | Requirement | Type | ExternalWindows-TimberFrame | 0 | kg CO₂ eq. / functional unit | BAMB | BAMB_ClimateChange | AD4954BC-2E58-13B7-6314-AF653F2D65EC |  | n/a
GWP_C1 | bamb@bre.co.uk | 2018-10-24T00:00:00 | Requirement | Type | ExternalWindows-Glazing(doubleglazed,sealedunit) | 0 | kg CO₂ eq. / functional unit | BAMB | BAMB_ClimateChange | 7B7BA2A0-1359-FFF8-47A5-359011718227 |  | n/a
GWP_C1 | bamb@bre.co.uk | 2018-10-24T00:00:00 | Requirement | Type | InternalwallsandParitions-ClayPlasterFinish | 0 | kg CO₂ eq. / functional unit | BAMB | BAMB_ClimateChange | 4B46875E-E311-DD55-8537-1C7C754B34AD |  | n/a
GWP_C1 | bamb@bre.co.uk | 2018-10-24T00:00:00 | Requirement | Type | InternalwallsandParitions-ClayBrick | 0 | kg CO₂ eq. / functional unit | BAMB | BAMB_ClimateChange | B2A66B82-6F96-421B-A134-8DB384E9967F |  | n/a
GWP_C1 | bamb@bre.co.uk | 2018-10-24T00:00:00 | Requirement | Type | InternalwallsandParitions-MortarforClayBrick | 0 | kg CO₂ eq. / functional unit | BAMB | BAMB_ClimateChange | 003A5987-7ED1-A640-835E-8FB4F29D10ED |  | n/a
GWP_C2 | bamb@bre.co.uk | 2018-10-24T00:00:00 | Requirement | Type | Groundfloor-MDF | 0.2153 | kg CO₂ eq. / functional unit | BAMB | BAMB_ClimateChange | BB676A42-1D76-45F5-8FCB-9B00437D706F |  | n/a
GWP_C2 | bamb@bre.co.uk | 2018-10-24T00:00:00 | Requirement | Type | Groundfloor-TimberJoist(softwood) | 0.2153 | kg CO₂ eq. / functional unit | BAMB | BAMB_ClimateChange | BFD60D9E-8FA2-CFD2-5CB8-623C94C59782 |  | n/a
GWP_C2 | bamb@bre.co.uk | 2018-10-24T00:00:00 | Requirement | Type | Groundfloor-Cork | 0.2153 | kg CO₂ eq. / functional unit | BAMB | BAMB_ClimateChange | F8C5DEA9-50EC-6631-0093-4BDD8BEB0881 |  | n/a
GWP_C2 | bamb@bre.co.uk | 2018-10-24T00:00:00 | Requirement | Type | Groundfloor-Woodwool | 0.2153 | kg CO₂ eq. / functional unit | BAMB | BAMB_ClimateChange | 61DA3B29-4D71-FAE5-647D-F4A540C4B526 |  | n/a
GWP_C2 | bamb@bre.co.uk | 2018-10-24T00:00:00 | Requirement | Type | Groundfloor-OSB | 0.2153 | kg CO₂ eq. / functional unit | BAMB | BAMB_ClimateChange | 318CE00E-F4E0-1683-26AD-3EF44FD0102F |  | n/a
GWP_C2 | bamb@bre.co.uk | 2018-10-24T00:00:00 | Requirement | Type | Groundfloor-AcousticPanel:cementboard | 0.2153 | kg CO₂ eq. / functional unit | BAMB | BAMB_ClimateChange | 1CAC59D6-439F-996D-8C81-C77E128EACA0 |  | n/a
GWP_C2 | bamb@bre.co.uk | 2018-10-24T00:00:00 | Requirement | Type | Groundfloor-Floorfinishes:parquet | 0.2153 | kg CO₂ eq. / functional unit | BAMB | BAMB_ClimateChange | 3EE1983C-D5B6-C682-E832-88F599BD1089 |  | n/a
GWP_C2 | bamb@bre.co.uk | 2018-10-24T00:00:00 | Requirement | Type | TimberFrame-ExternalColumns:SoftWood | 0.2153 | kg CO₂ eq. / functional unit | BAMB | BAMB_ClimateChange | CFECF00B-3AC3-09D4-B678-841CC7A41927 |  | n/a
GWP_C2 | bamb@bre.co.uk | 2018-10-24T00:00:00 | Requirement | Type | TimberFrame-InternalColumnsType1:SoftWood | 0.2153 | kg CO₂ eq. / functional unit | BAMB | BAMB_ClimateChange | 9B915E6F-4CDC-A148-D596-9083A2590459 |  | n/a
GWP_C2 | bamb@bre.co.uk | 2018-10-24T00:00:00 | Requirement | Type | TimberFrame-InternalColumnsType2:SoftWood | 0.2153 | kg CO₂ eq. / functional unit | BAMB | BAMB_ClimateChange | FD2932C2-518C-8EAD-C103-4ECA2B850036 |  | n/a
GWP_C2 | bamb@bre.co.uk | 2018-10-24T00:00:00 | Requirement | Type | TimberFrame-Beam-Roof:SoftWood | 0.2153 | kg CO₂ eq. / functional unit | BAMB | BAMB_ClimateChange | B4487145-2703-3677-3EFD-70F74FEC68A4 |  | n/a
GWP_C2 | bamb@bre.co.uk | 2018-10-24T00:00:00 | Requirement | Type | Mezzanine-RockPanel | 0.2153 | kg CO₂ eq. / functional unit | BAMB | BAMB_ClimateChange | EAC5A809-4BCB-3E14-A651-FABDDC6C05A8 |  | n/a
GWP_C2 | bamb@bre.co.uk | 2018-10-24T00:00:00 | Requirement | Type | Mezzanine-Joist(softwood) | 0.2153 | kg CO₂ eq. / functional unit | BAMB | BAMB_ClimateChange | 2A43D315-8A02-236F-5E5B-544FFFD52D4E |  | n/a
GWP_C2 | bamb@bre.co.uk | 2018-10-24T00:00:00 | Requirement | Type | Mezzanine-OSB | 0.2153 | kg CO₂ eq. / functional unit | BAMB | BAMB_ClimateChange | C5B4C7F0-F6F9-1DCB-5444-84EF7D6774E2 |  | n/a
GWP_C2 | bamb@bre.co.uk | 2018-10-24T00:00:00 | Requirement | Type | Mezzanine-AcousticPanel:cementboard | 0.2153 | kg CO₂ eq. / functional unit | BAMB | BAMB_ClimateChange | CDDB2DA5-C516-F380-25B5-9B19EC0AA323 |  | n/a
GWP_C2 | bamb@bre.co.uk | 2018-10-24T00:00:00 | Requirement | Type | Mezzanine-Floorfinishes:parquet | 0.2153 | kg CO₂ eq. / functional unit | BAMB | BAMB_ClimateChange | 5B19B4C7-BCFD-3388-EE7D-434841136434 |  | n/a
GWP_C2 | bamb@bre.co.uk | 2018-10-24T00:00:00 | Requirement | Type | PichedRoof-Raftersintimberfin(softwood) | 0.2153 | kg CO₂ eq. / functional unit | BAMB | BAMB_ClimateChange | D65F9F80-6D87-A925-05E5-399C0ABDA0EC |  | n/a
GWP_C2 | bamb@bre.co.uk | 2018-10-24T00:00:00 | Requirement | Type | PichedRoof-WaterproofMembrane | 0.2153 | kg CO₂ eq. / functional unit | BAMB | BAMB_ClimateChange | C735CBD3-941A-70AD-B454-4F2F521134A9 |  | n/a
GWP_C2 | bamb@bre.co.uk | 2018-10-24T00:00:00 | Requirement | Type | PichedRoof-OSB_1 | 0.2153 | kg CO₂ eq. / functional unit | BAMB | BAMB_ClimateChange | 58F86951-8BB6-92DA-ADC6-76F4C8C7A72F |  | n/a
GWP_C2 | bamb@bre.co.uk | 2018-10-24T00:00:00 | Requirement | Type | PichedRoof-TimberJoist | 0.2153 | kg CO₂ eq. / functional unit | BAMB | BAMB_ClimateChange | 4DCAC999-4E7E-856A-BE35-6966909D1E3C |  | n/a
GWP_C2 | bamb@bre.co.uk | 2018-10-24T00:00:00 | Requirement | Type | PichedRoof-Woodwool | 0.2153 | kg CO₂ eq. / functional unit | BAMB | BAMB_ClimateChange | 5B1C2D67-24FD-6FE9-AA19-D7618A69F39A |  | n/a
GWP_C2 | bamb@bre.co.uk | 2018-10-24T00:00:00 | Requirement | Type | PichedRoof-OSB_2 | 0.2153 | kg CO₂ eq. / functional unit | BAMB | BAMB_ClimateChange | 03F3AFC3-9A04-1AC0-F6C9-6D25C3D6881E |  | n/a
GWP_C2 | bamb@bre.co.uk | 2018-10-24T00:00:00 | Requirement | Type | PichedRoofCovering-Corrugatedglalvanisedsteelsheet | 0.2153 | kg CO₂ eq. / functional unit | BAMB | BAMB_ClimateChange | CCD6B153-DE9B-F68C-3F30-47685F0F4B53 |  | n/a
GWP_C2 | bamb@bre.co.uk | 2018-10-24T00:00:00 | Requirement | Type | FlatRoof-MDF(ref:totem) | 0.2153 | kg CO₂ eq. / functional unit | BAMB | BAMB_ClimateChange | 147B429B-782D-AABF-098D-4DE762C7DB34 |  | n/a
GWP_C2 | bamb@bre.co.uk | 2018-10-24T00:00:00 | Requirement | Type | FlatRoof-OSB | 0.2153 | kg CO₂ eq. / functional unit | BAMB | BAMB_ClimateChange | FED8E522-37CF-4584-8599-21409662B600 |  | n/a
GWP_C2 | bamb@bre.co.uk | 2018-10-24T00:00:00 | Requirement | Type | FlatRoof-Cellulose | 0.2153 | kg CO₂ eq. / functional unit | BAMB | BAMB_ClimateChange | C4563692-AA35-F23F-EE06-54CB4635C00C |  | n/a
GWP_C2 | bamb@bre.co.uk | 2018-10-24T00:00:00 | Requirement | Type | FlatRoof-Membranepro-climat | 0.2153 | kg CO₂ eq. / functional unit | BAMB | BAMB_ClimateChange | DBD47A6F-6649-1CAA-3BA0-FBA3B1D36DE6 |  | n/a
GWP_C2 | bamb@bre.co.uk | 2018-10-24T00:00:00 | Requirement | Type | FlatRoof-Raftersintimberfin(softwood) | 0.2153 | kg CO₂ eq. / functional unit | BAMB | BAMB_ClimateChange | B11AA64F-F06F-B1D9-D55A-CDEAF1A147C7 |  | n/a
GWP_C2 | bamb@bre.co.uk | 2018-10-24T00:00:00 | Requirement | Type | FlatRoofCovering-EPDM | 0.2153 | kg CO₂ eq. / functional unit | BAMB | BAMB_ClimateChange | D6513528-844A-B0B7-9B09-E8B1843F6758 |  | n/a
GWP_C2 | bamb@bre.co.uk | 2018-10-24T00:00:00 | Requirement | Type | FlatRoof-InternalCeilingFinishes:RockPanel | 0.2153 | kg CO₂ eq. / functional unit | BAMB | BAMB_ClimateChange | 53C04809-08FD-71B5-5025-54B6129401CA |  | n/a
GWP_C2 | bamb@bre.co.uk | 2018-10-24T00:00:00 | Requirement | Type | ExternalWallType1A-RockPanel | 0.2153 | kg CO₂ eq. / functional unit | BAMB | BAMB_ClimateChange | 60AEC853-B607-0752-D47E-469FA98B6900 |  | n/a
GWP_C2 | bamb@bre.co.uk | 2018-10-24T00:00:00 | Requirement | Type | ExternalWallType1A-BatteninSoftWood | 0.2153 | kg CO₂ eq. / functional unit | BAMB | BAMB_ClimateChange | 2FD53DCA-0AF6-D0BD-C88E-3247950D23B5 |  | n/a
GWP_C2 | bamb@bre.co.uk | 2018-10-24T00:00:00 | Requirement | Type | ExternalWallType1A-Caisson-MDF(outersheet) | 0.2153 | kg CO₂ eq. / functional unit | BAMB | BAMB_ClimateChange | D7AEA5EE-24EB-5092-71EC-381CD54E3A6F |  | n/a
GWP_C2 | bamb@bre.co.uk | 2018-10-24T00:00:00 | Requirement | Type | ExternalWallType1A-Caisson-OSB(sidesheet) | 0.2153 | kg CO₂ eq. / functional unit | BAMB | BAMB_ClimateChange | F4076627-166E-07F4-452F-CA9A2D46A37F |  | n/a
GWP_C2 | bamb@bre.co.uk | 2018-10-24T00:00:00 | Requirement | Type | ExternalWallType1A-Caisson-IJoist(Web)OSB | 0.2153 | kg CO₂ eq. / functional unit | BAMB | BAMB_ClimateChange | 2DA1F419-208B-F6D2-49A4-59819D48D489 |  | n/a
GWP_C2 | bamb@bre.co.uk | 2018-10-24T00:00:00 | Requirement | Type | ExternalWallType1A-Caisson-IJoist(flanges) | 0.2153 | kg CO₂ eq. / functional unit | BAMB | BAMB_ClimateChange | D7B7F094-B7B8-F7F7-7EEB-E8042C5B6AEF |  | n/a
GWP_C2 | bamb@bre.co.uk | 2018-10-24T00:00:00 | Requirement | Type | ExternalWallType1A-Caisson-Woodwool(againstIJoists) | 0.2153 | kg CO₂ eq. / functional unit | BAMB | BAMB_ClimateChange | C3D4E3E0-0BF9-77B5-46A1-EAB81878CCD9 |  | n/a
GWP_C2 | bamb@bre.co.uk | 2018-10-24T00:00:00 | Requirement | Type | ExternalWallType1A-Caisson-OSB(innersheet) | 0.2153 | kg CO₂ eq. / functional unit | BAMB | BAMB_ClimateChange | A96EFC1D-F0AD-0F48-37B1-CD0408FAAA57 |  | n/a
GWP_C2 | bamb@bre.co.uk | 2018-10-24T00:00:00 | Requirement | Type | ExternalWallType1A-Cellulose | 0.2153 | kg CO₂ eq. / functional unit | BAMB | BAMB_ClimateChange | 9CB6B5B6-2A44-25B5-DB0E-5A3353F03F83 |  | n/a
GWP_C2 | bamb@bre.co.uk | 2018-10-24T00:00:00 | Requirement | Type | ExternalWallType1B-RockPanel | 0.2153 | kg CO₂ eq. / functional unit | BAMB | BAMB_ClimateChange | 5877F105-6457-4633-5808-9325CE8FF479 |  | n/a
GWP_C2 | bamb@bre.co.uk | 2018-10-24T00:00:00 | Requirement | Type | ExternalWallType1B-BatteninSoftWood | 0.2153 | kg CO₂ eq. / functional unit | BAMB | BAMB_ClimateChange | CA00A8EB-EFB4-870A-CB00-D37694BA6954 |  | n/a
GWP_C2 | bamb@bre.co.uk | 2018-10-24T00:00:00 | Requirement | Type | ExternalWallType1B-Caisson-MDF(outersheet) | 0.2153 | kg CO₂ eq. / functional unit | BAMB | BAMB_ClimateChange | 38848C22-11C6-CC58-FB0F-09898D3AE0E5 |  | n/a
GWP_C2 | bamb@bre.co.uk | 2018-10-24T00:00:00 | Requirement | Type | ExternalWallType1B-Caisson-OSB(sidesheet) | 0.2153 | kg CO₂ eq. / functional unit | BAMB | BAMB_ClimateChange | A00417C6-677A-04AB-EF34-BEA65B85F4E0 |  | n/a
GWP_C2 | bamb@bre.co.uk | 2018-10-24T00:00:00 | Requirement | Type | ExternalWallType1B-Caisson-IJoist(Web)OSB | 0.2153 | kg CO₂ eq. / functional unit | BAMB | BAMB_ClimateChange | FB329A18-E817-E58B-016F-2F3B30481746 |  | n/a
GWP_C2 | bamb@bre.co.uk | 2018-10-24T00:00:00 | Requirement | Type | ExternalWallType1B-Caisson-IJoist(flanges) | 0.2153 | kg CO₂ eq. / functional unit | BAMB | BAMB_ClimateChange | 830976F9-E01A-B4A3-FA5B-F73E2D3EB8E0 |  | n/a
GWP_C2 | bamb@bre.co.uk | 2018-10-24T00:00:00 | Requirement | Type | ExternalWallType1B-Caisson-Woodwool(againstIJoists) | 0.2153 | kg CO₂ eq. / functional unit | BAMB | BAMB_ClimateChange | A9AA3F45-F562-3658-E32E-62E2F862C6C6 |  | n/a
GWP_C2 | bamb@bre.co.uk | 2018-10-24T00:00:00 | Requirement | Type | ExternalWallType1B-Caisson-OSB(innersheet) | 0.2153 | kg CO₂ eq. / functional unit | BAMB | BAMB_ClimateChange | 8F707D3D-127A-62E8-7B61-565FF8A95911 |  | n/a
GWP_C2 | bamb@bre.co.uk | 2018-10-24T00:00:00 | Requirement | Type | ExternalWallType1B-Cellulose | 0.2153 | kg CO₂ eq. / functional unit | BAMB | BAMB_ClimateChange | 32F40950-9C64-F0C9-AA45-8D7528C6CD11 |  | n/a
GWP_C2 | bamb@bre.co.uk | 2018-10-24T00:00:00 | Requirement | Type | ExternalWallType1B-ClayPlasterFinish | 0.2153 | kg CO₂ eq. / functional unit | BAMB | BAMB_ClimateChange | 079B5700-A338-10B3-5914-EC600B3023AD |  | n/a
GWP_C2 | bamb@bre.co.uk | 2018-10-24T00:00:00 | Requirement | Type | ExternalWallType2-ReclaimedCedarCladding | 0.2153 | kg CO₂ eq. / functional unit | BAMB | BAMB_ClimateChange | 2E2B344D-DB4B-F6CD-89B6-F8833C5E01AD |  | n/a
GWP_C2 | bamb@bre.co.uk | 2018-10-24T00:00:00 | Requirement | Type | ExternalWallType2-BatteninSoftWood | 0.2153 | kg CO₂ eq. / functional unit | BAMB | BAMB_ClimateChange | 15D26F9F-8C40-E7B6-6BD3-4CE5BB209801 |  | n/a
GWP_C2 | bamb@bre.co.uk | 2018-10-24T00:00:00 | Requirement | Type | ExternalWallType2-Caisson-MDF(outersheet) | 0.2153 | kg CO₂ eq. / functional unit | BAMB | BAMB_ClimateChange | 0A7473F4-E945-1E8C-5E04-69124C2E35CC |  | n/a
GWP_C2 | bamb@bre.co.uk | 2018-10-24T00:00:00 | Requirement | Type | ExternalWallType2-Caisson-OSB(sidesheet) | 0.2153 | kg CO₂ eq. / functional unit | BAMB | BAMB_ClimateChange | 51D1028E-FC02-AA97-A902-7E9D408E7089 |  | n/a
GWP_C2 | bamb@bre.co.uk | 2018-10-24T00:00:00 | Requirement | Type | ExternalWallType2-Caisson-IJoist(Web)OSB | 0.2153 | kg CO₂ eq. / functional unit | BAMB | BAMB_ClimateChange | D1136352-5777-B59B-0E0D-70609FB24EDB |  | n/a
GWP_C2 | bamb@bre.co.uk | 2018-10-24T00:00:00 | Requirement | Type | ExternalWallType2-Caisson-IJoist(flanges) | 0.2153 | kg CO₂ eq. / functional unit | BAMB | BAMB_ClimateChange | B9963A1B-2E2B-2868-7CB5-F0BB308698F4 |  | n/a
GWP_C2 | bamb@bre.co.uk | 2018-10-24T00:00:00 | Requirement | Type | ExternalWallType2-Caisson-Woodwool(againstIJoists) | 0.2153 | kg CO₂ eq. / functional unit | BAMB | BAMB_ClimateChange | 1E6AC325-1C40-E1F6-1A36-DDDCFDDF23B7 |  | n/a
GWP_C2 | bamb@bre.co.uk | 2018-10-24T00:00:00 | Requirement | Type | ExternalWallType2-Caisson-OSB(innersheet) | 0.2153 | kg CO₂ eq. / functional unit | BAMB | BAMB_ClimateChange | 988643D7-3B80-0842-FA36-5BEDE3157E84 |  | n/a
GWP_C2 | bamb@bre.co.uk | 2018-10-24T00:00:00 | Requirement | Type | ExternalWallType2-Cellulose | 0.2153 | kg CO₂ eq. / functional unit | BAMB | BAMB_ClimateChange | C7039277-FBAE-A088-9752-564A1A8E95BC |  | n/a
GWP_C2 | bamb@bre.co.uk | 2018-10-24T00:00:00 | Requirement | Type | ExternalWindows-TimberFrame | 0.2153 | kg CO₂ eq. / functional unit | BAMB | BAMB_ClimateChange | 5C396715-2C90-675F-06EF-844D4DA956ED |  | n/a
GWP_C2 | bamb@bre.co.uk | 2018-10-24T00:00:00 | Requirement | Type | ExternalWindows-Glazing(doubleglazed,sealedunit) | 0.2153 | kg CO₂ eq. / functional unit | BAMB | BAMB_ClimateChange | 395D070E-7D40-01AC-8A31-742C52D145CA |  | n/a
GWP_C2 | bamb@bre.co.uk | 2018-10-24T00:00:00 | Requirement | Type | InternalwallsandParitions-ClayPlasterFinish | 0.2153 | kg CO₂ eq. / functional unit | BAMB | BAMB_ClimateChange | 5A43E054-CECC-9BCE-E27B-5796EA76D853 |  | n/a
GWP_C2 | bamb@bre.co.uk | 2018-10-24T00:00:00 | Requirement | Type | InternalwallsandParitions-ClayBrick | 0.2153 | kg CO₂ eq. / functional unit | BAMB | BAMB_ClimateChange | 517F629F-CFC6-831A-3B5D-51927374779D |  | n/a
GWP_C2 | bamb@bre.co.uk | 2018-10-24T00:00:00 | Requirement | Type | InternalwallsandParitions-MortarforClayBrick | 0.2153 | kg CO₂ eq. / functional unit | BAMB | BAMB_ClimateChange | EF3D16B1-9155-2318-A5A5-9329EC6CC36C |  | n/a
TransportToSite_C2 | bamb@bre.co.uk | 2018-10-24T00:00:00 | Requirement | Type | Groundfloor-MDF | 50 | km | BAMB | BAMB_ElementCommon | E990B49B-15B9-0300-3D47-C4D10B9DAAE6 |  | n/a
TransportToSite_C2 | bamb@bre.co.uk | 2018-10-24T00:00:00 | Requirement | Type | Groundfloor-TimberJoist(softwood) | 50 | km | BAMB | BAMB_ElementCommon | 908B3F68-F435-6DF0-9D17-FB8767EA4B7B |  | n/a
TransportToSite_C2 | bamb@bre.co.uk | 2018-10-24T00:00:00 | Requirement | Type | Groundfloor-Cork | 50 | km | BAMB | BAMB_ElementCommon | 519CE98B-39FD-E0A5-9D40-656C6E22FFF3 |  | n/a
TransportToSite_C2 | bamb@bre.co.uk | 2018-10-24T00:00:00 | Requirement | Type | Groundfloor-Woodwool | 50 | km | BAMB | BAMB_ElementCommon | 51FD0F00-8FFB-25C2-F9BE-59AB1F7FA5B7 |  | n/a
TransportToSite_C2 | bamb@bre.co.uk | 2018-10-24T00:00:00 | Requirement | Type | Groundfloor-OSB | 50 | km | BAMB | BAMB_ElementCommon | DD89AA66-D862-3AB4-E50F-681C2F83FA77 |  | n/a
TransportToSite_C2 | bamb@bre.co.uk | 2018-10-24T00:00:00 | Requirement | Type | Groundfloor-AcousticPanel:cementboard | 50 | km | BAMB | BAMB_ElementCommon | F50DF0E5-E6EA-7904-073B-CBB7C1B461A4 |  | n/a
TransportToSite_C2 | bamb@bre.co.uk | 2018-10-24T00:00:00 | Requirement | Type | Groundfloor-Floorfinishes:parquet | 50 | km | BAMB | BAMB_ElementCommon | 52F9EBDA-B48E-2C73-A5C2-0EF5C8B6E9CC |  | n/a
TransportToSite_C2 | bamb@bre.co.uk | 2018-10-24T00:00:00 | Requirement | Type | TimberFrame-ExternalColumns:SoftWood | 50 | km | BAMB | BAMB_ElementCommon | D94C63EB-D932-5559-5252-F33E22718231 |  | n/a
TransportToSite_C2 | bamb@bre.co.uk | 2018-10-24T00:00:00 | Requirement | Type | TimberFrame-InternalColumnsType1:SoftWood | 50 | km | BAMB | BAMB_ElementCommon | 0BE7BDEB-7553-FC78-A25F-B7E9E96C2C53 |  | n/a
TransportToSite_C2 | bamb@bre.co.uk | 2018-10-24T00:00:00 | Requirement | Type | TimberFrame-InternalColumnsType2:SoftWood | 50 | km | BAMB | BAMB_ElementCommon | BA16A6B0-D981-8637-02D1-E95F46A56C3D |  | n/a
TransportToSite_C2 | bamb@bre.co.uk | 2018-10-24T00:00:00 | Requirement | Type | TimberFrame-Beam-Roof:SoftWood | 50 | km | BAMB | BAMB_ElementCommon | C6CF3F40-2234-9C6C-975A-A5F063A5FB51 |  | n/a
TransportToSite_C2 | bamb@bre.co.uk | 2018-10-24T00:00:00 | Requirement | Type | Mezzanine-RockPanel | 50 | km | BAMB | BAMB_ElementCommon | 897FA527-A810-CFF5-9B14-6B597E0F7580 |  | n/a
TransportToSite_C2 | bamb@bre.co.uk | 2018-10-24T00:00:00 | Requirement | Type | Mezzanine-Joist(softwood) | 50 | km | BAMB | BAMB_ElementCommon | B471FCEA-6F28-AAC7-EC81-F5C188D014A7 |  | n/a
TransportToSite_C2 | bamb@bre.co.uk | 2018-10-24T00:00:00 | Requirement | Type | Mezzanine-OSB | 50 | km | BAMB | BAMB_ElementCommon | 0F7447B5-791B-9117-ACE1-392C82CA729B |  | n/a
TransportToSite_C2 | bamb@bre.co.uk | 2018-10-24T00:00:00 | Requirement | Type | Mezzanine-AcousticPanel:cementboard | 50 | km | BAMB | BAMB_ElementCommon | 22B2FC22-C7AA-7439-92CD-16F667F97AC4 |  | n/a
TransportToSite_C2 | bamb@bre.co.uk | 2018-10-24T00:00:00 | Requirement | Type | Mezzanine-Floorfinishes:parquet | 50 | km | BAMB | BAMB_ElementCommon | 5F0CB13C-89CC-D61A-E9E6-8D076C5AF61D |  | n/a
TransportToSite_C2 | bamb@bre.co.uk | 2018-10-24T00:00:00 | Requirement | Type | PichedRoof-Raftersintimberfin(softwood) | 50 | km | BAMB | BAMB_ElementCommon | 27092F87-F788-E55D-3A53-22765D06F3B9 |  | n/a
TransportToSite_C2 | bamb@bre.co.uk | 2018-10-24T00:00:00 | Requirement | Type | PichedRoof-WaterproofMembrane | 50 | km | BAMB | BAMB_ElementCommon | 5E4260D4-EBD4-03E9-5093-52CF3D2B7359 |  | n/a
TransportToSite_C2 | bamb@bre.co.uk | 2018-10-24T00:00:00 | Requirement | Type | PichedRoof-OSB_1 | 50 | km | BAMB | BAMB_ElementCommon | 97FB88DA-806F-7BB7-FE6B-EF774B536310 |  | n/a
TransportToSite_C2 | bamb@bre.co.uk | 2018-10-24T00:00:00 | Requirement | Type | PichedRoof-TimberJoist | 50 | km | BAMB | BAMB_ElementCommon | 6E8DDC76-0868-3583-3F47-5FC53203DB79 |  | n/a
TransportToSite_C2 | bamb@bre.co.uk | 2018-10-24T00:00:00 | Requirement | Type | PichedRoof-Woodwool | 50 | km | BAMB | BAMB_ElementCommon | DF2D5E03-E410-772B-80F8-9A257723C544 |  | n/a
TransportToSite_C2 | bamb@bre.co.uk | 2018-10-24T00:00:00 | Requirement | Type | PichedRoof-OSB_2 | 50 | km | BAMB | BAMB_ElementCommon | A18A6F62-9271-7AF3-FEB2-BC8F434C5D06 |  | n/a
TransportToSite_C2 | bamb@bre.co.uk | 2018-10-24T00:00:00 | Requirement | Type | PichedRoofCovering-Corrugatedglalvanisedsteelsheet | 50 | km | BAMB | BAMB_ElementCommon | 480405C8-DF24-8FD1-FC6D-7A357F7F7A0D |  | n/a
TransportToSite_C2 | bamb@bre.co.uk | 2018-10-24T00:00:00 | Requirement | Type | FlatRoof-MDF(ref:totem) | 50 | km | BAMB | BAMB_ElementCommon | 892DB7DF-A008-19C7-007E-66C760234CB0 |  | n/a
TransportToSite_C2 | bamb@bre.co.uk | 2018-10-24T00:00:00 | Requirement | Type | FlatRoof-OSB | 50 | km | BAMB | BAMB_ElementCommon | F18D1FBB-17E3-DE55-8F41-AE8200D12A4B |  | n/a
TransportToSite_C2 | bamb@bre.co.uk | 2018-10-24T00:00:00 | Requirement | Type | FlatRoof-Cellulose | 50 | km | BAMB | BAMB_ElementCommon | 7D8C0F8E-CBD0-A0DE-1E98-6F10C025AD99 |  | n/a
TransportToSite_C2 | bamb@bre.co.uk | 2018-10-24T00:00:00 | Requirement | Type | FlatRoof-Membranepro-climat | 50 | km | BAMB | BAMB_ElementCommon | 73C53315-18D3-7229-424B-CDAFB1D7F253 |  | n/a
TransportToSite_C2 | bamb@bre.co.uk | 2018-10-24T00:00:00 | Requirement | Type | FlatRoof-Raftersintimberfin(softwood) | 50 | km | BAMB | BAMB_ElementCommon | A717EBED-1079-34AB-7F81-E524985FB7D4 |  | n/a
TransportToSite_C2 | bamb@bre.co.uk | 2018-10-24T00:00:00 | Requirement | Type | FlatRoofCovering-EPDM | 50 | km | BAMB | BAMB_ElementCommon | 3D9AA3BE-F1BA-AD17-FC1F-2F4635BC04FE |  | n/a
TransportToSite_C2 | bamb@bre.co.uk | 2018-10-24T00:00:00 | Requirement | Type | FlatRoof-InternalCeilingFinishes:RockPanel | 50 | km | BAMB | BAMB_ElementCommon | 037860AA-22B9-8AA8-196A-B57CC1BB372D |  | n/a
TransportToSite_C2 | bamb@bre.co.uk | 2018-10-24T00:00:00 | Requirement | Type | ExternalWallType1A-RockPanel | 50 | km | BAMB | BAMB_ElementCommon | 7850239C-1493-624C-2140-A52F9612A836 |  | n/a
TransportToSite_C2 | bamb@bre.co.uk | 2018-10-24T00:00:00 | Requirement | Type | ExternalWallType1A-BatteninSoftWood | 50 | km | BAMB | BAMB_ElementCommon | 9C9BD2BE-77DE-DA49-81CB-96B4A9AE31AE |  | n/a
TransportToSite_C2 | bamb@bre.co.uk | 2018-10-24T00:00:00 | Requirement | Type | ExternalWallType1A-Caisson-MDF(outersheet) | 50 | km | BAMB | BAMB_ElementCommon | 601A3CD0-AF4D-A498-FF4B-C009E8248C21 |  | n/a
TransportToSite_C2 | bamb@bre.co.uk | 2018-10-24T00:00:00 | Requirement | Type | ExternalWallType1A-Caisson-OSB(sidesheet) | 50 | km | BAMB | BAMB_ElementCommon | C7618AA3-D45E-CF34-00CC-BD879D9DD097 |  | n/a
TransportToSite_C2 | bamb@bre.co.uk | 2018-10-24T00:00:00 | Requirement | Type | ExternalWallType1A-Caisson-IJoist(Web)OSB | 50 | km | BAMB | BAMB_ElementCommon | 60597502-E113-D70E-556A-AC547EDE0352 |  | n/a
TransportToSite_C2 | bamb@bre.co.uk | 2018-10-24T00:00:00 | Requirement | Type | ExternalWallType1A-Caisson-IJoist(flanges) | 50 | km | BAMB | BAMB_ElementCommon | 3A258C6B-5FCB-C2B4-B594-672DC2D938DC |  | n/a
TransportToSite_C2 | bamb@bre.co.uk | 2018-10-24T00:00:00 | Requirement | Type | ExternalWallType1A-Caisson-Woodwool(againstIJoists) | 50 | km | BAMB | BAMB_ElementCommon | 239003E7-AEC9-0703-EE56-69FF7D95A3E5 |  | n/a
TransportToSite_C2 | bamb@bre.co.uk | 2018-10-24T00:00:00 | Requirement | Type | ExternalWallType1A-Caisson-OSB(innersheet) | 50 | km | BAMB | BAMB_ElementCommon | A1F260B4-4B70-A4D1-BC54-69377D53FF74 |  | n/a
TransportToSite_C2 | bamb@bre.co.uk | 2018-10-24T00:00:00 | Requirement | Type | ExternalWallType1A-Cellulose | 50 | km | BAMB | BAMB_ElementCommon | 3B30BE69-E4EA-85D8-9C02-D15BF1928462 |  | n/a
TransportToSite_C2 | bamb@bre.co.uk | 2018-10-24T00:00:00 | Requirement | Type | ExternalWallType1B-RockPanel | 50 | km | BAMB | BAMB_ElementCommon | 058A46CF-0B0E-4344-6719-C99149940921 |  | n/a
TransportToSite_C2 | bamb@bre.co.uk | 2018-10-24T00:00:00 | Requirement | Type | ExternalWallType1B-BatteninSoftWood | 50 | km | BAMB | BAMB_ElementCommon | 29CE1982-9B4E-A423-C07E-5DF8ACF9BF82 |  | n/a
TransportToSite_C2 | bamb@bre.co.uk | 2018-10-24T00:00:00 | Requirement | Type | ExternalWallType1B-Caisson-MDF(outersheet) | 50 | km | BAMB | BAMB_ElementCommon | DC6975D2-AEB2-9653-341C-F3A636CEDC7D |  | n/a
TransportToSite_C2 | bamb@bre.co.uk | 2018-10-24T00:00:00 | Requirement | Type | ExternalWallType1B-Caisson-OSB(sidesheet) | 50 | km | BAMB | BAMB_ElementCommon | F57B4B3F-63C9-5D4B-30E9-FC779C23AC61 |  | n/a
TransportToSite_C2 | bamb@bre.co.uk | 2018-10-24T00:00:00 | Requirement | Type | ExternalWallType1B-Caisson-IJoist(Web)OSB | 50 | km | BAMB | BAMB_ElementCommon | F9FD166E-B56F-7FFA-7F01-5682FF6C731C |  | n/a
TransportToSite_C2 | bamb@bre.co.uk | 2018-10-24T00:00:00 | Requirement | Type | ExternalWallType1B-Caisson-IJoist(flanges) | 50 | km | BAMB | BAMB_ElementCommon | B8B06A5D-B45B-9EB8-DE31-4075B69A0523 |  | n/a
TransportToSite_C2 | bamb@bre.co.uk | 2018-10-24T00:00:00 | Requirement | Type | ExternalWallType1B-Caisson-Woodwool(againstIJoists) | 50 | km | BAMB | BAMB_ElementCommon | C8E52722-7984-9974-E1DB-B12CFFF5F41F |  | n/a
TransportToSite_C2 | bamb@bre.co.uk | 2018-10-24T00:00:00 | Requirement | Type | ExternalWallType1B-Caisson-OSB(innersheet) | 50 | km | BAMB | BAMB_ElementCommon | A00EF783-E2D8-81F8-6436-6AA2CE8E9B69 |  | n/a
TransportToSite_C2 | bamb@bre.co.uk | 2018-10-24T00:00:00 | Requirement | Type | ExternalWallType1B-Cellulose | 50 | km | BAMB | BAMB_ElementCommon | 8155484E-2557-E1F3-0475-14781FC1A6C8 |  | n/a
TransportToSite_C2 | bamb@bre.co.uk | 2018-10-24T00:00:00 | Requirement | Type | ExternalWallType1B-ClayPlasterFinish | 50 | km | BAMB | BAMB_ElementCommon | 5F0AA9CB-D1E9-712F-8CF5-1F66992197AA |  | n/a
TransportToSite_C2 | bamb@bre.co.uk | 2018-10-24T00:00:00 | Requirement | Type | ExternalWallType2-ReclaimedCedarCladding | 50 | km | BAMB | BAMB_ElementCommon | 5E15D209-6C3B-66E6-2AAC-0FDF4214CD0C |  | n/a
TransportToSite_C2 | bamb@bre.co.uk | 2018-10-24T00:00:00 | Requirement | Type | ExternalWallType2-BatteninSoftWood | 50 | km | BAMB | BAMB_ElementCommon | B1ACBBF2-40DC-BB38-20F3-90EDA056ABD1 |  | n/a
TransportToSite_C2 | bamb@bre.co.uk | 2018-10-24T00:00:00 | Requirement | Type | ExternalWallType2-Caisson-MDF(outersheet) | 50 | km | BAMB | BAMB_ElementCommon | 5B046C25-5AA5-35EA-1F62-A4345DC6B5C1 |  | n/a
TransportToSite_C2 | bamb@bre.co.uk | 2018-10-24T00:00:00 | Requirement | Type | ExternalWallType2-Caisson-OSB(sidesheet) | 50 | km | BAMB | BAMB_ElementCommon | 8990AF1F-DDE9-FA8A-96FA-AD44FB3FF5F4 |  | n/a
TransportToSite_C2 | bamb@bre.co.uk | 2018-10-24T00:00:00 | Requirement | Type | ExternalWallType2-Caisson-IJoist(Web)OSB | 50 | km | BAMB | BAMB_ElementCommon | FF4DFE5B-0274-CAED-F55B-419CF49B4D84 |  | n/a
TransportToSite_C2 | bamb@bre.co.uk | 2018-10-24T00:00:00 | Requirement | Type | ExternalWallType2-Caisson-IJoist(flanges) | 50 | km | BAMB | BAMB_ElementCommon | 108880F8-5D06-1308-A146-1E7A27414A36 |  | n/a
TransportToSite_C2 | bamb@bre.co.uk | 2018-10-24T00:00:00 | Requirement | Type | ExternalWallType2-Caisson-Woodwool(againstIJoists) | 50 | km | BAMB | BAMB_ElementCommon | 846044C8-AFB0-E455-F90F-0D9C9056E703 |  | n/a
TransportToSite_C2 | bamb@bre.co.uk | 2018-10-24T00:00:00 | Requirement | Type | ExternalWallType2-Caisson-OSB(innersheet) | 50 | km | BAMB | BAMB_ElementCommon | A714C07F-8CD0-DA6E-2257-2E0996A99819 |  | n/a
TransportToSite_C2 | bamb@bre.co.uk | 2018-10-24T00:00:00 | Requirement | Type | ExternalWallType2-Cellulose | 50 | km | BAMB | BAMB_ElementCommon | 0259E31D-A709-44E2-19D6-DDBEB9C68D44 |  | n/a
TransportToSite_C2 | bamb@bre.co.uk | 2018-10-24T00:00:00 | Requirement | Type | ExternalWindows-TimberFrame | 50 | km | BAMB | BAMB_ElementCommon | AC3E76A5-D380-1CC7-D25A-DAF62E513C99 |  | n/a
TransportToSite_C2 | bamb@bre.co.uk | 2018-10-24T00:00:00 | Requirement | Type | ExternalWindows-Glazing(doubleglazed,sealedunit) | 50 | km | BAMB | BAMB_ElementCommon | E6D09EC5-1288-6166-0C7C-C6208E3F4183 |  | n/a
TransportToSite_C2 | bamb@bre.co.uk | 2018-10-24T00:00:00 | Requirement | Type | InternalwallsandParitions-ClayPlasterFinish | 50 | km | BAMB | BAMB_ElementCommon | 0DB9C803-A997-CC7F-0F51-D44B63E9B9CA |  | n/a
TransportToSite_C2 | bamb@bre.co.uk | 2018-10-24T00:00:00 | Requirement | Type | InternalwallsandParitions-ClayBrick | 50 | km | BAMB | BAMB_ElementCommon | E6B5DBBA-ED99-B622-D85F-40E1301AEF40 |  | n/a
TransportToSite_C2 | bamb@bre.co.uk | 2018-10-24T00:00:00 | Requirement | Type | InternalwallsandParitions-MortarforClayBrick | 50 | km | BAMB | BAMB_ElementCommon | 337CCF8D-F598-EA47-BDC9-911D2F8216F3 |  | n/a
GWP_C3 | bamb@bre.co.uk | 2018-10-24T00:00:00 | Requirement | Type | Groundfloor-MDF | 0 | kg CO₂ eq. / functional unit | BAMB | BAMB_ClimateChange | C7848936-E403-B548-6BB8-40E37EDB88D5 |  | n/a
GWP_C3 | bamb@bre.co.uk | 2018-10-24T00:00:00 | Requirement | Type | Groundfloor-TimberJoist(softwood) | 0 | kg CO₂ eq. / functional unit | BAMB | BAMB_ClimateChange | 1D7FCC86-5BCC-7DFB-8B1F-981D730F445D |  | n/a
GWP_C3 | bamb@bre.co.uk | 2018-10-24T00:00:00 | Requirement | Type | Groundfloor-Cork | 0 | kg CO₂ eq. / functional unit | BAMB | BAMB_ClimateChange | 3442847F-D7DC-89FC-D52C-153BBF0D939A |  | n/a
GWP_C3 | bamb@bre.co.uk | 2018-10-24T00:00:00 | Requirement | Type | Groundfloor-Woodwool | 0 | kg CO₂ eq. / functional unit | BAMB | BAMB_ClimateChange | D31A83AC-29CB-F5B7-6767-392185D82873 |  | n/a
GWP_C3 | bamb@bre.co.uk | 2018-10-24T00:00:00 | Requirement | Type | Groundfloor-OSB | 0 | kg CO₂ eq. / functional unit | BAMB | BAMB_ClimateChange | 02B2B0FB-6C24-DAAD-4ABB-D15A361F95BC |  | n/a
GWP_C3 | bamb@bre.co.uk | 2018-10-24T00:00:00 | Requirement | Type | Groundfloor-AcousticPanel:cementboard | 0 | kg CO₂ eq. / functional unit | BAMB | BAMB_ClimateChange | C5A20157-D000-E67C-2472-2E0A1B128870 |  | n/a
GWP_C3 | bamb@bre.co.uk | 2018-10-24T00:00:00 | Requirement | Type | Groundfloor-Floorfinishes:parquet | 0 | kg CO₂ eq. / functional unit | BAMB | BAMB_ClimateChange | 831CA063-2438-D94A-1B09-A5DFB6A12608 |  | n/a
GWP_C3 | bamb@bre.co.uk | 2018-10-24T00:00:00 | Requirement | Type | TimberFrame-ExternalColumns:SoftWood | 0 | kg CO₂ eq. / functional unit | BAMB | BAMB_ClimateChange | A8A24B43-0F17-1F99-7386-EAA0C4975560 |  | n/a
GWP_C3 | bamb@bre.co.uk | 2018-10-24T00:00:00 | Requirement | Type | TimberFrame-InternalColumnsType1:SoftWood | 0 | kg CO₂ eq. / functional unit | BAMB | BAMB_ClimateChange | 179C06AD-1FE7-6819-DA6C-109F303444DC |  | n/a
GWP_C3 | bamb@bre.co.uk | 2018-10-24T00:00:00 | Requirement | Type | TimberFrame-InternalColumnsType2:SoftWood | 0 | kg CO₂ eq. / functional unit | BAMB | BAMB_ClimateChange | A927EA0E-D632-3D50-211E-550E117B3336 |  | n/a
GWP_C3 | bamb@bre.co.uk | 2018-10-24T00:00:00 | Requirement | Type | TimberFrame-Beam-Roof:SoftWood | 0 | kg CO₂ eq. / functional unit | BAMB | BAMB_ClimateChange | E59DE77E-28C1-8AEC-2E28-5D0463CDBD80 |  | n/a
GWP_C3 | bamb@bre.co.uk | 2018-10-24T00:00:00 | Requirement | Type | Mezzanine-RockPanel | 0 | kg CO₂ eq. / functional unit | BAMB | BAMB_ClimateChange | 332CD4DB-4C73-915F-F65A-DC43CFCAD504 |  | n/a
GWP_C3 | bamb@bre.co.uk | 2018-10-24T00:00:00 | Requirement | Type | Mezzanine-Joist(softwood) | 0 | kg CO₂ eq. / functional unit | BAMB | BAMB_ClimateChange | D0F4E942-F49C-0EFD-5FA7-46AA87F1A750 |  | n/a
GWP_C3 | bamb@bre.co.uk | 2018-10-24T00:00:00 | Requirement | Type | Mezzanine-OSB | 0 | kg CO₂ eq. / functional unit | BAMB | BAMB_ClimateChange | 38C106C0-83DC-C1E7-6739-7C044CA8A1CE |  | n/a
GWP_C3 | bamb@bre.co.uk | 2018-10-24T00:00:00 | Requirement | Type | Mezzanine-AcousticPanel:cementboard | 0 | kg CO₂ eq. / functional unit | BAMB | BAMB_ClimateChange | B7CBC0CA-3D64-01A2-B2AD-68328C7AEE84 |  | n/a
GWP_C3 | bamb@bre.co.uk | 2018-10-24T00:00:00 | Requirement | Type | Mezzanine-Floorfinishes:parquet | 0 | kg CO₂ eq. / functional unit | BAMB | BAMB_ClimateChange | EBB7C24C-1B1B-9BE1-193F-B254F3E758A1 |  | n/a
GWP_C3 | bamb@bre.co.uk | 2018-10-24T00:00:00 | Requirement | Type | PichedRoof-Raftersintimberfin(softwood) | 0 | kg CO₂ eq. / functional unit | BAMB | BAMB_ClimateChange | 15F34FCE-0DDE-3F75-C43D-6CB0D6674A96 |  | n/a
GWP_C3 | bamb@bre.co.uk | 2018-10-24T00:00:00 | Requirement | Type | PichedRoof-WaterproofMembrane | 0 | kg CO₂ eq. / functional unit | BAMB | BAMB_ClimateChange | 78AEE5FD-47F3-5A17-C926-EAE9C1BFCC71 |  | n/a
GWP_C3 | bamb@bre.co.uk | 2018-10-24T00:00:00 | Requirement | Type | PichedRoof-OSB_1 | 0 | kg CO₂ eq. / functional unit | BAMB | BAMB_ClimateChange | D81CA8BF-9ABB-198A-183F-8CBF2ECA8012 |  | n/a
GWP_C3 | bamb@bre.co.uk | 2018-10-24T00:00:00 | Requirement | Type | PichedRoof-TimberJoist | 0 | kg CO₂ eq. / functional unit | BAMB | BAMB_ClimateChange | F7EDCA45-B935-6F1D-27FA-85A5C269F2E8 |  | n/a
GWP_C3 | bamb@bre.co.uk | 2018-10-24T00:00:00 | Requirement | Type | PichedRoof-Woodwool | 0 | kg CO₂ eq. / functional unit | BAMB | BAMB_ClimateChange | 37686FA4-D85D-5F41-4EB3-04FC8534E289 |  | n/a
GWP_C3 | bamb@bre.co.uk | 2018-10-24T00:00:00 | Requirement | Type | PichedRoof-OSB_2 | 0 | kg CO₂ eq. / functional unit | BAMB | BAMB_ClimateChange | F915902C-51FA-07B0-D141-7BCDDAD84A2F |  | n/a
GWP_C3 | bamb@bre.co.uk | 2018-10-24T00:00:00 | Requirement | Type | PichedRoofCovering-Corrugatedglalvanisedsteelsheet | 0 | kg CO₂ eq. / functional unit | BAMB | BAMB_ClimateChange | 1CBA8CC0-BB34-FADD-FCB9-4BEF5D79D18C |  | n/a
GWP_C3 | bamb@bre.co.uk | 2018-10-24T00:00:00 | Requirement | Type | FlatRoof-MDF(ref:totem) | 0 | kg CO₂ eq. / functional unit | BAMB | BAMB_ClimateChange | 3CBA8E7C-22FD-889F-B6C7-308626185A78 |  | n/a
GWP_C3 | bamb@bre.co.uk | 2018-10-24T00:00:00 | Requirement | Type | FlatRoof-OSB | 0 | kg CO₂ eq. / functional unit | BAMB | BAMB_ClimateChange | CF3EB970-3F81-0B51-FEAE-103056091DA2 |  | n/a
GWP_C3 | bamb@bre.co.uk | 2018-10-24T00:00:00 | Requirement | Type | FlatRoof-Cellulose | 0 | kg CO₂ eq. / functional unit | BAMB | BAMB_ClimateChange | 8DCBE2DE-F378-C405-41DE-4478BC09F252 |  | n/a
GWP_C3 | bamb@bre.co.uk | 2018-10-24T00:00:00 | Requirement | Type | FlatRoof-Membranepro-climat | 0 | kg CO₂ eq. / functional unit | BAMB | BAMB_ClimateChange | 17454382-D5B4-DA8E-D04E-0575ADC7D158 |  | n/a
GWP_C3 | bamb@bre.co.uk | 2018-10-24T00:00:00 | Requirement | Type | FlatRoof-Raftersintimberfin(softwood) | 0 | kg CO₂ eq. / functional unit | BAMB | BAMB_ClimateChange | 77349907-FC98-B8FD-05AC-9F81AE9C5EFF |  | n/a
GWP_C3 | bamb@bre.co.uk | 2018-10-24T00:00:00 | Requirement | Type | FlatRoofCovering-EPDM | 0 | kg CO₂ eq. / functional unit | BAMB | BAMB_ClimateChange | FF771A4E-E25F-F4E4-17DE-6313123D3BC4 |  | n/a
GWP_C3 | bamb@bre.co.uk | 2018-10-24T00:00:00 | Requirement | Type | FlatRoof-InternalCeilingFinishes:RockPanel | 0 | kg CO₂ eq. / functional unit | BAMB | BAMB_ClimateChange | E5F38170-A53A-D844-5E7E-0520EB610ECE |  | n/a
GWP_C3 | bamb@bre.co.uk | 2018-10-24T00:00:00 | Requirement | Type | ExternalWallType1A-RockPanel | 0 | kg CO₂ eq. / functional unit | BAMB | BAMB_ClimateChange | 088F6D74-7CF7-59BB-5A0B-37E1C5FC9B2E |  | n/a
GWP_C3 | bamb@bre.co.uk | 2018-10-24T00:00:00 | Requirement | Type | ExternalWallType1A-BatteninSoftWood | 0 | kg CO₂ eq. / functional unit | BAMB | BAMB_ClimateChange | DA20193B-D574-8999-D451-CF6E926DB99F |  | n/a
GWP_C3 | bamb@bre.co.uk | 2018-10-24T00:00:00 | Requirement | Type | ExternalWallType1A-Caisson-MDF(outersheet) | 0 | kg CO₂ eq. / functional unit | BAMB | BAMB_ClimateChange | FA734582-A439-7BAD-D170-E9E009726503 |  | n/a
GWP_C3 | bamb@bre.co.uk | 2018-10-24T00:00:00 | Requirement | Type | ExternalWallType1A-Caisson-OSB(sidesheet) | 0 | kg CO₂ eq. / functional unit | BAMB | BAMB_ClimateChange | D86EDD05-88D0-A328-35EA-9E9989B8E885 |  | n/a
GWP_C3 | bamb@bre.co.uk | 2018-10-24T00:00:00 | Requirement | Type | ExternalWallType1A-Caisson-IJoist(Web)OSB | 0 | kg CO₂ eq. / functional unit | BAMB | BAMB_ClimateChange | D46E47EF-156E-6232-5549-3008FFE43A2D |  | n/a
GWP_C3 | bamb@bre.co.uk | 2018-10-24T00:00:00 | Requirement | Type | ExternalWallType1A-Caisson-IJoist(flanges) | 0 | kg CO₂ eq. / functional unit | BAMB | BAMB_ClimateChange | 9DF9C405-5358-AC0B-A3F6-F95455FEDAC7 |  | n/a
GWP_C3 | bamb@bre.co.uk | 2018-10-24T00:00:00 | Requirement | Type | ExternalWallType1A-Caisson-Woodwool(againstIJoists) | 0 | kg CO₂ eq. / functional unit | BAMB | BAMB_ClimateChange | 59FFAD14-1872-2C38-D041-C1A1B72B9345 |  | n/a
GWP_C3 | bamb@bre.co.uk | 2018-10-24T00:00:00 | Requirement | Type | ExternalWallType1A-Caisson-OSB(innersheet) | 0 | kg CO₂ eq. / functional unit | BAMB | BAMB_ClimateChange | 46046672-8A96-65AE-3ADF-CB96E9ED9009 |  | n/a
GWP_C3 | bamb@bre.co.uk | 2018-10-24T00:00:00 | Requirement | Type | ExternalWallType1A-Cellulose | 0 | kg CO₂ eq. / functional unit | BAMB | BAMB_ClimateChange | A7DBE5B2-B08C-7ECE-59A0-38D3717337FB |  | n/a
GWP_C3 | bamb@bre.co.uk | 2018-10-24T00:00:00 | Requirement | Type | ExternalWallType1B-RockPanel | 0 | kg CO₂ eq. / functional unit | BAMB | BAMB_ClimateChange | 3A9B6362-D695-0591-1786-DC90A0F1503C |  | n/a
GWP_C3 | bamb@bre.co.uk | 2018-10-24T00:00:00 | Requirement | Type | ExternalWallType1B-BatteninSoftWood | 0 | kg CO₂ eq. / functional unit | BAMB | BAMB_ClimateChange | 6839EC4B-85E6-9ADF-B452-CC857B1F610C |  | n/a
GWP_C3 | bamb@bre.co.uk | 2018-10-24T00:00:00 | Requirement | Type | ExternalWallType1B-Caisson-MDF(outersheet) | 0 | kg CO₂ eq. / functional unit | BAMB | BAMB_ClimateChange | D5E59B2B-0667-8BF4-FC94-34192329DA17 |  | n/a
GWP_C3 | bamb@bre.co.uk | 2018-10-24T00:00:00 | Requirement | Type | ExternalWallType1B-Caisson-OSB(sidesheet) | 0 | kg CO₂ eq. / functional unit | BAMB | BAMB_ClimateChange | AD916DB3-7336-DC7C-D9E5-D36B44217D68 |  | n/a
GWP_C3 | bamb@bre.co.uk | 2018-10-24T00:00:00 | Requirement | Type | ExternalWallType1B-Caisson-IJoist(Web)OSB | 0 | kg CO₂ eq. / functional unit | BAMB | BAMB_ClimateChange | 4EF36D5E-817F-A399-272D-77F9132435CE |  | n/a
GWP_C3 | bamb@bre.co.uk | 2018-10-24T00:00:00 | Requirement | Type | ExternalWallType1B-Caisson-IJoist(flanges) | 0 | kg CO₂ eq. / functional unit | BAMB | BAMB_ClimateChange | F99A82C1-C784-DC49-83C5-D20ED277FBB8 |  | n/a
GWP_C3 | bamb@bre.co.uk | 2018-10-24T00:00:00 | Requirement | Type | ExternalWallType1B-Caisson-Woodwool(againstIJoists) | 0 | kg CO₂ eq. / functional unit | BAMB | BAMB_ClimateChange | 92DFCF18-AC8C-7387-56EC-2ECDF0CC219F |  | n/a
GWP_C3 | bamb@bre.co.uk | 2018-10-24T00:00:00 | Requirement | Type | ExternalWallType1B-Caisson-OSB(innersheet) | 0 | kg CO₂ eq. / functional unit | BAMB | BAMB_ClimateChange | F4A11B4B-B00D-5131-B04A-D2C763476A0F |  | n/a
GWP_C3 | bamb@bre.co.uk | 2018-10-24T00:00:00 | Requirement | Type | ExternalWallType1B-Cellulose | 0 | kg CO₂ eq. / functional unit | BAMB | BAMB_ClimateChange | 643DDFF6-586B-73D2-5F6B-74B529B61572 |  | n/a
GWP_C3 | bamb@bre.co.uk | 2018-10-24T00:00:00 | Requirement | Type | ExternalWallType1B-ClayPlasterFinish | 0 | kg CO₂ eq. / functional unit | BAMB | BAMB_ClimateChange | 0E5FD42B-40F8-204E-A77C-F3B84CC99D02 |  | n/a
GWP_C3 | bamb@bre.co.uk | 2018-10-24T00:00:00 | Requirement | Type | ExternalWallType2-ReclaimedCedarCladding | 0 | kg CO₂ eq. / functional unit | BAMB | BAMB_ClimateChange | 1F18CC91-A074-2E80-12F2-3CFAC742676E |  | n/a
GWP_C3 | bamb@bre.co.uk | 2018-10-24T00:00:00 | Requirement | Type | ExternalWallType2-BatteninSoftWood | 0 | kg CO₂ eq. / functional unit | BAMB | BAMB_ClimateChange | 894F0B1E-95C0-D5C5-0D50-502292EC1CE2 |  | n/a
GWP_C3 | bamb@bre.co.uk | 2018-10-24T00:00:00 | Requirement | Type | ExternalWallType2-Caisson-MDF(outersheet) | 0 | kg CO₂ eq. / functional unit | BAMB | BAMB_ClimateChange | 0626EA5E-FD59-245E-E570-2760D362AB46 |  | n/a
GWP_C3 | bamb@bre.co.uk | 2018-10-24T00:00:00 | Requirement | Type | ExternalWallType2-Caisson-OSB(sidesheet) | 0 | kg CO₂ eq. / functional unit | BAMB | BAMB_ClimateChange | F52FCCFC-9586-1346-F15D-634BFCD63CCE |  | n/a
GWP_C3 | bamb@bre.co.uk | 2018-10-24T00:00:00 | Requirement | Type | ExternalWallType2-Caisson-IJoist(Web)OSB | 0 | kg CO₂ eq. / functional unit | BAMB | BAMB_ClimateChange | 09F0E5DF-1973-19E9-8FB2-1BC8C06BC433 |  | n/a
GWP_C3 | bamb@bre.co.uk | 2018-10-24T00:00:00 | Requirement | Type | ExternalWallType2-Caisson-IJoist(flanges) | 0 | kg CO₂ eq. / functional unit | BAMB | BAMB_ClimateChange | 0567E4FA-446D-9840-E632-A7032657DC3C |  | n/a
GWP_C3 | bamb@bre.co.uk | 2018-10-24T00:00:00 | Requirement | Type | ExternalWallType2-Caisson-Woodwool(againstIJoists) | 0 | kg CO₂ eq. / functional unit | BAMB | BAMB_ClimateChange | DE51A0DD-E733-4B31-31DF-C3909FB40250 |  | n/a
GWP_C3 | bamb@bre.co.uk | 2018-10-24T00:00:00 | Requirement | Type | ExternalWallType2-Caisson-OSB(innersheet) | 0 | kg CO₂ eq. / functional unit | BAMB | BAMB_ClimateChange | EAC88074-0428-3D26-9E1A-5A5548FE749B |  | n/a
GWP_C3 | bamb@bre.co.uk | 2018-10-24T00:00:00 | Requirement | Type | ExternalWallType2-Cellulose | 0 | kg CO₂ eq. / functional unit | BAMB | BAMB_ClimateChange | B738067A-0D20-CB37-689C-CE63D11DFE3F |  | n/a
GWP_C3 | bamb@bre.co.uk | 2018-10-24T00:00:00 | Requirement | Type | ExternalWindows-TimberFrame | 0 | kg CO₂ eq. / functional unit | BAMB | BAMB_ClimateChange | 2B56079C-2DCC-651C-FE35-F397C13AE883 |  | n/a
GWP_C3 | bamb@bre.co.uk | 2018-10-24T00:00:00 | Requirement | Type | ExternalWindows-Glazing(doubleglazed,sealedunit) | 0 | kg CO₂ eq. / functional unit | BAMB | BAMB_ClimateChange | A9815E82-5DAA-8931-7255-863BD46A3FF2 |  | n/a
GWP_C3 | bamb@bre.co.uk | 2018-10-24T00:00:00 | Requirement | Type | InternalwallsandParitions-ClayPlasterFinish | 0 | kg CO₂ eq. / functional unit | BAMB | BAMB_ClimateChange | 158B9FFD-209C-1655-6389-B4F82708D60D |  | n/a
GWP_C3 | bamb@bre.co.uk | 2018-10-24T00:00:00 | Requirement | Type | InternalwallsandParitions-ClayBrick | 0 | kg CO₂ eq. / functional unit | BAMB | BAMB_ClimateChange | 9F97679D-CBA5-8D5A-E15A-2531AD6FBE87 |  | n/a
GWP_C3 | bamb@bre.co.uk | 2018-10-24T00:00:00 | Requirement | Type | InternalwallsandParitions-MortarforClayBrick | 0 | kg CO₂ eq. / functional unit | BAMB | BAMB_ClimateChange | F2035232-4FFD-1ECA-2CBD-1264B10358F7 |  | n/a
GWP_C4 | bamb@bre.co.uk | 2018-10-24T00:00:00 | Requirement | Type | Groundfloor-MDF | 1397.3627 | kg CO₂ eq. / functional unit | BAMB | BAMB_ClimateChange | 9521814B-25BA-96E0-C884-40733BE165BC |  | n/a
GWP_C4 | bamb@bre.co.uk | 2018-10-24T00:00:00 | Requirement | Type | Groundfloor-TimberJoist(softwood) | 367.4 | kg CO₂ eq. / functional unit | BAMB | BAMB_ClimateChange | ECD449F6-2B4A-47DC-A35D-F0EB7FA3C35F |  | n/a
GWP_C4 | bamb@bre.co.uk | 2018-10-24T00:00:00 | Requirement | Type | Groundfloor-Cork | 1400.3094 | kg CO₂ eq. / functional unit | BAMB | BAMB_ClimateChange | C87DC8A0-11BC-19EB-41C0-A687B61CCA8B |  | n/a
GWP_C4 | bamb@bre.co.uk | 2018-10-24T00:00:00 | Requirement | Type | Groundfloor-Woodwool | 20.6557 | kg CO₂ eq. / functional unit | BAMB | BAMB_ClimateChange | 323A9B9B-6A7B-31FD-43A1-8A3C50761A1A |  | n/a
GWP_C4 | bamb@bre.co.uk | 2018-10-24T00:00:00 | Requirement | Type | Groundfloor-OSB | 1092.5409 | kg CO₂ eq. / functional unit | BAMB | BAMB_ClimateChange | A3ECB9DC-C799-4396-4A63-6E0EBBA255C8 |  | n/a
GWP_C4 | bamb@bre.co.uk | 2018-10-24T00:00:00 | Requirement | Type | Groundfloor-AcousticPanel:cementboard | 83.7868 | kg CO₂ eq. / functional unit | BAMB | BAMB_ClimateChange | CD6E8F0B-8237-FB48-4C1F-5FF2A69A7B7C |  | n/a
GWP_C4 | bamb@bre.co.uk | 2018-10-24T00:00:00 | Requirement | Type | Groundfloor-Floorfinishes:parquet | 1249.1601 | kg CO₂ eq. / functional unit | BAMB | BAMB_ClimateChange | DC19DE4B-B56A-02D8-47E2-6A4C9FD68393 |  | n/a
GWP_C4 | bamb@bre.co.uk | 2018-10-24T00:00:00 | Requirement | Type | TimberFrame-ExternalColumns:SoftWood | 367.4 | kg CO₂ eq. / functional unit | BAMB | BAMB_ClimateChange | 56C14332-D220-88FF-9948-5E19EC4C7BA1 |  | n/a
GWP_C4 | bamb@bre.co.uk | 2018-10-24T00:00:00 | Requirement | Type | TimberFrame-InternalColumnsType1:SoftWood | 367.4 | kg CO₂ eq. / functional unit | BAMB | BAMB_ClimateChange | 59D8AF96-E172-9267-F85B-A12AF1DC4E3B |  | n/a
GWP_C4 | bamb@bre.co.uk | 2018-10-24T00:00:00 | Requirement | Type | TimberFrame-InternalColumnsType2:SoftWood | 367.4 | kg CO₂ eq. / functional unit | BAMB | BAMB_ClimateChange | 28A93EAF-80FB-897B-0AF4-CB1B8823092C |  | n/a
GWP_C4 | bamb@bre.co.uk | 2018-10-24T00:00:00 | Requirement | Type | TimberFrame-Beam-Roof:SoftWood | 367.4 | kg CO₂ eq. / functional unit | BAMB | BAMB_ClimateChange | 9CEE3BF7-F2BF-638E-9617-82F933686199 |  | n/a
GWP_C4 | bamb@bre.co.uk | 2018-10-24T00:00:00 | Requirement | Type | Mezzanine-RockPanel | 744.4196 | kg CO₂ eq. / functional unit | BAMB | BAMB_ClimateChange | C3D596B6-D0AB-C137-1718-CC68AF5C6DFF |  | n/a
GWP_C4 | bamb@bre.co.uk | 2018-10-24T00:00:00 | Requirement | Type | Mezzanine-Joist(softwood) | 367.4 | kg CO₂ eq. / functional unit | BAMB | BAMB_ClimateChange | CA29922E-E104-1E7B-15BA-2DE20D01075E |  | n/a
GWP_C4 | bamb@bre.co.uk | 2018-10-24T00:00:00 | Requirement | Type | Mezzanine-OSB | 1092.5409 | kg CO₂ eq. / functional unit | BAMB | BAMB_ClimateChange | E6FFD8E1-0B4C-083F-C411-4A8176398B56 |  | n/a
GWP_C4 | bamb@bre.co.uk | 2018-10-24T00:00:00 | Requirement | Type | Mezzanine-AcousticPanel:cementboard | 83.7868 | kg CO₂ eq. / functional unit | BAMB | BAMB_ClimateChange | 076B2261-8EFF-987E-5DE3-1CFAB51B8742 |  | n/a
GWP_C4 | bamb@bre.co.uk | 2018-10-24T00:00:00 | Requirement | Type | Mezzanine-Floorfinishes:parquet | 1249.1601 | kg CO₂ eq. / functional unit | BAMB | BAMB_ClimateChange | 93A89F53-33D7-711B-C13A-05E158E4B8D4 |  | n/a
GWP_C4 | bamb@bre.co.uk | 2018-10-24T00:00:00 | Requirement | Type | PichedRoof-Raftersintimberfin(softwood) | 367.4 | kg CO₂ eq. / functional unit | BAMB | BAMB_ClimateChange | B2F39958-0D21-C67E-22A5-E859F7A75302 |  | n/a
GWP_C4 | bamb@bre.co.uk | 2018-10-24T00:00:00 | Requirement | Type | PichedRoof-WaterproofMembrane | 2004.4874 | kg CO₂ eq. / functional unit | BAMB | BAMB_ClimateChange | 54A0A91C-A069-262D-36C7-2CAE3464572C |  | n/a
GWP_C4 | bamb@bre.co.uk | 2018-10-24T00:00:00 | Requirement | Type | PichedRoof-OSB_1 | 1092.5409 | kg CO₂ eq. / functional unit | BAMB | BAMB_ClimateChange | 6C8D445F-93D3-861B-5C70-B15379B422E9 |  | n/a
GWP_C4 | bamb@bre.co.uk | 2018-10-24T00:00:00 | Requirement | Type | PichedRoof-TimberJoist | 367.4 | kg CO₂ eq. / functional unit | BAMB | BAMB_ClimateChange | E1C10099-1842-4CEE-E3D6-8008788D504B |  | n/a
GWP_C4 | bamb@bre.co.uk | 2018-10-24T00:00:00 | Requirement | Type | PichedRoof-Woodwool | 20.6557 | kg CO₂ eq. / functional unit | BAMB | BAMB_ClimateChange | 37C6EBB7-BC95-CCCC-B608-215CAE859A1A |  | n/a
GWP_C4 | bamb@bre.co.uk | 2018-10-24T00:00:00 | Requirement | Type | PichedRoof-OSB_2 | 1092.5409 | kg CO₂ eq. / functional unit | BAMB | BAMB_ClimateChange | AC0C6F94-B929-BD7E-98CA-7C22A6F5E168 |  | n/a
GWP_C4 | bamb@bre.co.uk | 2018-10-24T00:00:00 | Requirement | Type | PichedRoofCovering-Corrugatedglalvanisedsteelsheet | 0.5198 | kg CO₂ eq. / functional unit | BAMB | BAMB_ClimateChange | A13658F5-1240-7275-4380-0A81B5B51D33 |  | n/a
GWP_C4 | bamb@bre.co.uk | 2018-10-24T00:00:00 | Requirement | Type | FlatRoof-MDF(ref:totem) | 1397.3627 | kg CO₂ eq. / functional unit | BAMB | BAMB_ClimateChange | 3131356E-D326-1325-6749-0552C8C778E2 |  | n/a
GWP_C4 | bamb@bre.co.uk | 2018-10-24T00:00:00 | Requirement | Type | FlatRoof-OSB | 1092.5409 | kg CO₂ eq. / functional unit | BAMB | BAMB_ClimateChange | 3E5921D3-FEE9-EA97-D616-8E1D9C053DE1 |  | n/a
GWP_C4 | bamb@bre.co.uk | 2018-10-24T00:00:00 | Requirement | Type | FlatRoof-Cellulose | 1514.0044 | kg CO₂ eq. / functional unit | BAMB | BAMB_ClimateChange | 302B1C5B-839C-2A92-04EF-323868437DE1 |  | n/a
GWP_C4 | bamb@bre.co.uk | 2018-10-24T00:00:00 | Requirement | Type | FlatRoof-Membranepro-climat | 2004.4874 | kg CO₂ eq. / functional unit | BAMB | BAMB_ClimateChange | 1D4D19A3-4484-B74F-EFB2-25D9ADECED00 |  | n/a
GWP_C4 | bamb@bre.co.uk | 2018-10-24T00:00:00 | Requirement | Type | FlatRoof-Raftersintimberfin(softwood) | 367.4 | kg CO₂ eq. / functional unit | BAMB | BAMB_ClimateChange | 704CBE05-7AAB-65EF-123B-7F7FA7CEAB02 |  | n/a
GWP_C4 | bamb@bre.co.uk | 2018-10-24T00:00:00 | Requirement | Type | FlatRoofCovering-EPDM | 9.3564 | kg CO₂ eq. / functional unit | BAMB | BAMB_ClimateChange | DDC7FC41-B59B-5421-957C-34E9BFEE133F |  | n/a
GWP_C4 | bamb@bre.co.uk | 2018-10-24T00:00:00 | Requirement | Type | FlatRoof-InternalCeilingFinishes:RockPanel | 744.4196 | kg CO₂ eq. / functional unit | BAMB | BAMB_ClimateChange | 33DA6F99-4B7B-37E6-5343-639C960C1E1F |  | n/a
GWP_C4 | bamb@bre.co.uk | 2018-10-24T00:00:00 | Requirement | Type | ExternalWallType1A-RockPanel | 744.4196 | kg CO₂ eq. / functional unit | BAMB | BAMB_ClimateChange | 1D9A6B03-D2C7-6739-8F61-0E90B48584DD |  | n/a
GWP_C4 | bamb@bre.co.uk | 2018-10-24T00:00:00 | Requirement | Type | ExternalWallType1A-BatteninSoftWood | 367.4 | kg CO₂ eq. / functional unit | BAMB | BAMB_ClimateChange | CB3C5C91-C0B9-B459-FFB2-F7FA65BCF46F |  | n/a
GWP_C4 | bamb@bre.co.uk | 2018-10-24T00:00:00 | Requirement | Type | ExternalWallType1A-Caisson-MDF(outersheet) | 1397.3627 | kg CO₂ eq. / functional unit | BAMB | BAMB_ClimateChange | E084703E-771A-E811-39FD-1765C91AA9C1 |  | n/a
GWP_C4 | bamb@bre.co.uk | 2018-10-24T00:00:00 | Requirement | Type | ExternalWallType1A-Caisson-OSB(sidesheet) | 1092.5409 | kg CO₂ eq. / functional unit | BAMB | BAMB_ClimateChange | 4F438A07-B488-705B-9703-A2F6028F7E98 |  | n/a
GWP_C4 | bamb@bre.co.uk | 2018-10-24T00:00:00 | Requirement | Type | ExternalWallType1A-Caisson-IJoist(Web)OSB | 1092.5409 | kg CO₂ eq. / functional unit | BAMB | BAMB_ClimateChange | 9CA9C5FA-C47E-BB62-E2A2-6819D112AE00 |  | n/a
GWP_C4 | bamb@bre.co.uk | 2018-10-24T00:00:00 | Requirement | Type | ExternalWallType1A-Caisson-IJoist(flanges) | 367.4 | kg CO₂ eq. / functional unit | BAMB | BAMB_ClimateChange | 13363AE7-974C-BE4A-AACD-15A444FFEF26 |  | n/a
GWP_C4 | bamb@bre.co.uk | 2018-10-24T00:00:00 | Requirement | Type | ExternalWallType1A-Caisson-Woodwool(againstIJoists) | 20.6557 | kg CO₂ eq. / functional unit | BAMB | BAMB_ClimateChange | FC1AF135-F83A-0FC7-1643-4D91AEC29FDB |  | n/a
GWP_C4 | bamb@bre.co.uk | 2018-10-24T00:00:00 | Requirement | Type | ExternalWallType1A-Caisson-OSB(innersheet) | 1092.5409 | kg CO₂ eq. / functional unit | BAMB | BAMB_ClimateChange | EB245A21-A79C-7CB2-0D15-22135969E138 |  | n/a
GWP_C4 | bamb@bre.co.uk | 2018-10-24T00:00:00 | Requirement | Type | ExternalWallType1A-Cellulose | 1514.0044 | kg CO₂ eq. / functional unit | BAMB | BAMB_ClimateChange | 66404AC0-1B3B-F858-012E-30DDF83C25CD |  | n/a
GWP_C4 | bamb@bre.co.uk | 2018-10-24T00:00:00 | Requirement | Type | ExternalWallType1B-RockPanel | 744.4196 | kg CO₂ eq. / functional unit | BAMB | BAMB_ClimateChange | C049BDD2-9F62-97B5-F7F9-E1CA765E4048 |  | n/a
GWP_C4 | bamb@bre.co.uk | 2018-10-24T00:00:00 | Requirement | Type | ExternalWallType1B-BatteninSoftWood | 367.4 | kg CO₂ eq. / functional unit | BAMB | BAMB_ClimateChange | C8BD1EEA-85A1-A2E1-070F-3B68DB87CB38 |  | n/a
GWP_C4 | bamb@bre.co.uk | 2018-10-24T00:00:00 | Requirement | Type | ExternalWallType1B-Caisson-MDF(outersheet) | 1397.3627 | kg CO₂ eq. / functional unit | BAMB | BAMB_ClimateChange | 43EBDAA8-39C0-7D3B-C822-7D44C0A61F77 |  | n/a
GWP_C4 | bamb@bre.co.uk | 2018-10-24T00:00:00 | Requirement | Type | ExternalWallType1B-Caisson-OSB(sidesheet) | 1092.5409 | kg CO₂ eq. / functional unit | BAMB | BAMB_ClimateChange | 5E912CCB-F355-5F6F-7173-7DBA41878556 |  | n/a
GWP_C4 | bamb@bre.co.uk | 2018-10-24T00:00:00 | Requirement | Type | ExternalWallType1B-Caisson-IJoist(Web)OSB | 1092.5409 | kg CO₂ eq. / functional unit | BAMB | BAMB_ClimateChange | 551E82DB-A6AF-70DD-B9E9-252579281B83 |  | n/a
GWP_C4 | bamb@bre.co.uk | 2018-10-24T00:00:00 | Requirement | Type | ExternalWallType1B-Caisson-IJoist(flanges) | 367.4 | kg CO₂ eq. / functional unit | BAMB | BAMB_ClimateChange | 5B490CA5-80F8-8BC0-24E9-01E653011108 |  | n/a
GWP_C4 | bamb@bre.co.uk | 2018-10-24T00:00:00 | Requirement | Type | ExternalWallType1B-Caisson-Woodwool(againstIJoists) | 20.6557 | kg CO₂ eq. / functional unit | BAMB | BAMB_ClimateChange | D776F9CB-07AE-90CB-E954-FCDA92EFED2E |  | n/a
GWP_C4 | bamb@bre.co.uk | 2018-10-24T00:00:00 | Requirement | Type | ExternalWallType1B-Caisson-OSB(innersheet) | 1092.5409 | kg CO₂ eq. / functional unit | BAMB | BAMB_ClimateChange | BBDBAA3E-EB10-3739-FA18-7853B559253D |  | n/a
GWP_C4 | bamb@bre.co.uk | 2018-10-24T00:00:00 | Requirement | Type | ExternalWallType1B-Cellulose | 1514.0044 | kg CO₂ eq. / functional unit | BAMB | BAMB_ClimateChange | 49DAE961-628A-CF09-6E1C-86BD42EABECE |  | n/a
GWP_C4 | bamb@bre.co.uk | 2018-10-24T00:00:00 | Requirement | Type | ExternalWallType1B-ClayPlasterFinish | 0.25958 | kg CO₂ eq. / functional unit | BAMB | BAMB_ClimateChange | 26CC52D3-73A7-CDF2-CCF5-EBBDAC071999 |  | n/a
GWP_C4 | bamb@bre.co.uk | 2018-10-24T00:00:00 | Requirement | Type | ExternalWallType2-ReclaimedCedarCladding | 367.4 | kg CO₂ eq. / functional unit | BAMB | BAMB_ClimateChange | AB05C458-2A15-DDD6-B44F-56C6F6EDF6DF |  | n/a
GWP_C4 | bamb@bre.co.uk | 2018-10-24T00:00:00 | Requirement | Type | ExternalWallType2-BatteninSoftWood | 367.4 | kg CO₂ eq. / functional unit | BAMB | BAMB_ClimateChange | D458751F-C1E9-FF56-FE64-17455541C86B |  | n/a
GWP_C4 | bamb@bre.co.uk | 2018-10-24T00:00:00 | Requirement | Type | ExternalWallType2-Caisson-MDF(outersheet) | 1397.3627 | kg CO₂ eq. / functional unit | BAMB | BAMB_ClimateChange | FEB0166E-2BEB-68E5-9771-266B128DC1ED |  | n/a
GWP_C4 | bamb@bre.co.uk | 2018-10-24T00:00:00 | Requirement | Type | ExternalWallType2-Caisson-OSB(sidesheet) | 1092.5409 | kg CO₂ eq. / functional unit | BAMB | BAMB_ClimateChange | 17661230-9E48-93A7-CAD0-23FC472E9678 |  | n/a
GWP_C4 | bamb@bre.co.uk | 2018-10-24T00:00:00 | Requirement | Type | ExternalWallType2-Caisson-IJoist(Web)OSB | 54.4614 | kg CO₂ eq. / functional unit | BAMB | BAMB_ClimateChange | 606B72EA-6EA0-648D-1572-60355BBE941A |  | n/a
GWP_C4 | bamb@bre.co.uk | 2018-10-24T00:00:00 | Requirement | Type | ExternalWallType2-Caisson-IJoist(flanges) | 367.4 | kg CO₂ eq. / functional unit | BAMB | BAMB_ClimateChange | 4014B035-38B9-4473-C5A7-8DBCC02280C5 |  | n/a
GWP_C4 | bamb@bre.co.uk | 2018-10-24T00:00:00 | Requirement | Type | ExternalWallType2-Caisson-Woodwool(againstIJoists) | 20.6557 | kg CO₂ eq. / functional unit | BAMB | BAMB_ClimateChange | 4EAD1886-7D94-5619-2E78-44A4A0D92497 |  | n/a
GWP_C4 | bamb@bre.co.uk | 2018-10-24T00:00:00 | Requirement | Type | ExternalWallType2-Caisson-OSB(innersheet) | 1092.5409 | kg CO₂ eq. / functional unit | BAMB | BAMB_ClimateChange | F49C8120-3FDB-ECDA-9786-EE6B079D9388 |  | n/a
GWP_C4 | bamb@bre.co.uk | 2018-10-24T00:00:00 | Requirement | Type | ExternalWallType2-Cellulose | 1514.0044 | kg CO₂ eq. / functional unit | BAMB | BAMB_ClimateChange | FADBF4FD-A250-205E-61FD-5951A231156A |  | n/a
GWP_C4 | bamb@bre.co.uk | 2018-10-24T00:00:00 | Requirement | Type | ExternalWindows-TimberFrame | 1249.1601 | kg CO₂ eq. / functional unit | BAMB | BAMB_ClimateChange | BEA2DB57-90AE-D87F-86C7-234C8576E0A5 |  | n/a
GWP_C4 | bamb@bre.co.uk | 2018-10-24T00:00:00 | Requirement | Type | ExternalWindows-Glazing(doubleglazed,sealedunit) | 0.25958 | kg CO₂ eq. / functional unit | BAMB | BAMB_ClimateChange | C20BF5E4-C5F9-231F-5C17-5DF6AB54A0E1 |  | n/a
GWP_C4 | bamb@bre.co.uk | 2018-10-24T00:00:00 | Requirement | Type | InternalwallsandParitions-ClayPlasterFinish | 0.25958 | kg CO₂ eq. / functional unit | BAMB | BAMB_ClimateChange | D48C5071-F7F5-48C7-4B47-D9FDF763695E |  | n/a
GWP_C4 | bamb@bre.co.uk | 2018-10-24T00:00:00 | Requirement | Type | InternalwallsandParitions-ClayBrick | 0.25958 | kg CO₂ eq. / functional unit | BAMB | BAMB_ClimateChange | 2F222C1C-8E11-AD73-187A-33ACE4FC505D |  | n/a
GWP_C4 | bamb@bre.co.uk | 2018-10-24T00:00:00 | Requirement | Type | InternalwallsandParitions-MortarforClayBrick | 0.25958 | kg CO₂ eq. / functional unit | BAMB | BAMB_ClimateChange | 147469F1-4C09-C219-353C-B265C3C294A5 |  | n/a
Method_B4ToC4 | bamb@bre.co.uk | 2018-10-24T00:00:00 | Requirement | Type | Groundfloor-MDF | Disposal |  | BAMB | BAMB_ElementCommon | E07CA345-E220-6ACD-FCE9-70A5A5279309 |  | n/a
Method_B4ToC4 | bamb@bre.co.uk | 2018-10-24T00:00:00 | Requirement | Type | Groundfloor-TimberJoist(softwood) | Disposal |  | BAMB | BAMB_ElementCommon | 301EB2BB-E089-2E01-36CC-74A5474BB207 |  | n/a
Method_B4ToC4 | bamb@bre.co.uk | 2018-10-24T00:00:00 | Requirement | Type | Groundfloor-Cork | Disposal |  | BAMB | BAMB_ElementCommon | 25086FA6-75F6-4D4F-F728-E421272E6E31 |  | n/a
Method_B4ToC4 | bamb@bre.co.uk | 2018-10-24T00:00:00 | Requirement | Type | Groundfloor-Woodwool | Disposal |  | BAMB | BAMB_ElementCommon | 4F6A5B8C-8591-C9A6-8E54-D72E34E36826 |  | n/a
Method_B4ToC4 | bamb@bre.co.uk | 2018-10-24T00:00:00 | Requirement | Type | Groundfloor-OSB | Disposal |  | BAMB | BAMB_ElementCommon | FAE67B22-B1DA-29D0-274D-DE527936FABD |  | n/a
Method_B4ToC4 | bamb@bre.co.uk | 2018-10-24T00:00:00 | Requirement | Type | Groundfloor-AcousticPanel:cementboard | Disposal |  | BAMB | BAMB_ElementCommon | BCBC1815-4B4F-83C1-7065-8DE879616C99 |  | n/a
Method_B4ToC4 | bamb@bre.co.uk | 2018-10-24T00:00:00 | Requirement | Type | Groundfloor-Floorfinishes:parquet | Disposal |  | BAMB | BAMB_ElementCommon | DCCEB503-3144-9A91-2267-2527E50283AC |  | n/a
Method_B4ToC4 | bamb@bre.co.uk | 2018-10-24T00:00:00 | Requirement | Type | TimberFrame-ExternalColumns:SoftWood | Disposal |  | BAMB | BAMB_ElementCommon | 8CBDCC9C-D1A7-CB5F-83B6-8D694356FAE0 |  | n/a
Method_B4ToC4 | bamb@bre.co.uk | 2018-10-24T00:00:00 | Requirement | Type | TimberFrame-InternalColumnsType1:SoftWood | Disposal |  | BAMB | BAMB_ElementCommon | A3229D69-FDB7-7378-6731-28BF599B63D4 |  | n/a
Method_B4ToC4 | bamb@bre.co.uk | 2018-10-24T00:00:00 | Requirement | Type | TimberFrame-InternalColumnsType2:SoftWood | Disposal |  | BAMB | BAMB_ElementCommon | BB456583-2EF0-F8F8-A90C-6F885A09AC66 |  | n/a
Method_B4ToC4 | bamb@bre.co.uk | 2018-10-24T00:00:00 | Requirement | Type | TimberFrame-Beam-Roof:SoftWood | Disposal |  | BAMB | BAMB_ElementCommon | 13BC6257-096C-8CA0-85CC-8897775EA032 |  | n/a
Method_B4ToC4 | bamb@bre.co.uk | 2018-10-24T00:00:00 | Requirement | Type | Mezzanine-RockPanel | Disposal |  | BAMB | BAMB_ElementCommon | E918AE8A-50A9-8731-7E8F-D0B90F68D4FF |  | n/a
Method_B4ToC4 | bamb@bre.co.uk | 2018-10-24T00:00:00 | Requirement | Type | Mezzanine-Joist(softwood) | Disposal |  | BAMB | BAMB_ElementCommon | D6DD1531-4A3C-4E85-C696-FED9F82B279A |  | n/a
Method_B4ToC4 | bamb@bre.co.uk | 2018-10-24T00:00:00 | Requirement | Type | Mezzanine-OSB | Disposal |  | BAMB | BAMB_ElementCommon | 04EA4302-9AF9-D960-C7F7-9F7402E60C8D |  | n/a
Method_B4ToC4 | bamb@bre.co.uk | 2018-10-24T00:00:00 | Requirement | Type | Mezzanine-AcousticPanel:cementboard | Disposal |  | BAMB | BAMB_ElementCommon | 8B6EC82D-04BD-17CA-945F-62C2E80D40CD |  | n/a
Method_B4ToC4 | bamb@bre.co.uk | 2018-10-24T00:00:00 | Requirement | Type | Mezzanine-Floorfinishes:parquet | Disposal |  | BAMB | BAMB_ElementCommon | 310B893E-1BEF-431A-318C-D6DB9F96BC89 |  | n/a
Method_B4ToC4 | bamb@bre.co.uk | 2018-10-24T00:00:00 | Requirement | Type | PichedRoof-Raftersintimberfin(softwood) | Disposal |  | BAMB | BAMB_ElementCommon | 9D8B17DC-C5A5-D448-F155-E6282E1954D9 |  | n/a
Method_B4ToC4 | bamb@bre.co.uk | 2018-10-24T00:00:00 | Requirement | Type | PichedRoof-WaterproofMembrane | Disposal |  | BAMB | BAMB_ElementCommon | B81B04AF-FEEE-7D32-7424-4EBA0C4C9023 |  | n/a
Method_B4ToC4 | bamb@bre.co.uk | 2018-10-24T00:00:00 | Requirement | Type | PichedRoof-OSB_1 | Disposal |  | BAMB | BAMB_ElementCommon | 298AD20C-CCDC-044F-13C7-99F6A035435D |  | n/a
Method_B4ToC4 | bamb@bre.co.uk | 2018-10-24T00:00:00 | Requirement | Type | PichedRoof-TimberJoist | Disposal |  | BAMB | BAMB_ElementCommon | BEB3D36E-F133-60B6-7E18-61A576878B6B |  | n/a
Method_B4ToC4 | bamb@bre.co.uk | 2018-10-24T00:00:00 | Requirement | Type | PichedRoof-Woodwool | Disposal |  | BAMB | BAMB_ElementCommon | 3DD41E9E-6495-58D5-C009-F03DD01A4B3B |  | n/a
Method_B4ToC4 | bamb@bre.co.uk | 2018-10-24T00:00:00 | Requirement | Type | PichedRoof-OSB_2 | Disposal |  | BAMB | BAMB_ElementCommon | A0D638F4-0785-3781-C095-34F4DD7084CF |  | n/a
Method_B4ToC4 | bamb@bre.co.uk | 2018-10-24T00:00:00 | Requirement | Type | PichedRoofCovering-Corrugatedglalvanisedsteelsheet | Disposal |  | BAMB | BAMB_ElementCommon | D4C49587-0561-49D6-C8A9-7C4F73D7859B |  | n/a
Method_B4ToC4 | bamb@bre.co.uk | 2018-10-24T00:00:00 | Requirement | Type | FlatRoof-MDF(ref:totem) | Disposal |  | BAMB | BAMB_ElementCommon | FA89A017-CA89-BDD2-E495-CEA3590B63D5 |  | n/a
Method_B4ToC4 | bamb@bre.co.uk | 2018-10-24T00:00:00 | Requirement | Type | FlatRoof-OSB | Disposal |  | BAMB | BAMB_ElementCommon | F5AB5FDC-C8B5-9685-BD8F-829A83D2CF26 |  | n/a
Method_B4ToC4 | bamb@bre.co.uk | 2018-10-24T00:00:00 | Requirement | Type | FlatRoof-Cellulose | Disposal |  | BAMB | BAMB_ElementCommon | 0A19372B-5B1D-A419-DF3B-90B73CEE4B42 |  | n/a
Method_B4ToC4 | bamb@bre.co.uk | 2018-10-24T00:00:00 | Requirement | Type | FlatRoof-Membranepro-climat | Disposal |  | BAMB | BAMB_ElementCommon | DF470896-DEDB-92A0-088D-264FAB36DA39 |  | n/a
Method_B4ToC4 | bamb@bre.co.uk | 2018-10-24T00:00:00 | Requirement | Type | FlatRoof-Raftersintimberfin(softwood) | Disposal |  | BAMB | BAMB_ElementCommon | 18679EEE-6AFF-706A-161E-5349C299D8FC |  | n/a
Method_B4ToC4 | bamb@bre.co.uk | 2018-10-24T00:00:00 | Requirement | Type | FlatRoofCovering-EPDM | Disposal |  | BAMB | BAMB_ElementCommon | 30D518F0-57AE-F95D-BD9D-F978B61E82C6 |  | n/a
Method_B4ToC4 | bamb@bre.co.uk | 2018-10-24T00:00:00 | Requirement | Type | FlatRoof-InternalCeilingFinishes:RockPanel | Disposal |  | BAMB | BAMB_ElementCommon | D256010A-5CBC-6738-DBC2-2824A2777C36 |  | n/a
Method_B4ToC4 | bamb@bre.co.uk | 2018-10-24T00:00:00 | Requirement | Type | ExternalWallType1A-RockPanel | Disposal |  | BAMB | BAMB_ElementCommon | 8A67AF9A-3EF9-662E-CB34-A027F807F25D |  | n/a
Method_B4ToC4 | bamb@bre.co.uk | 2018-10-24T00:00:00 | Requirement | Type | ExternalWallType1A-BatteninSoftWood | Disposal |  | BAMB | BAMB_ElementCommon | DB2A90B3-EC9A-9D62-CD29-5A23766B4280 |  | n/a
Method_B4ToC4 | bamb@bre.co.uk | 2018-10-24T00:00:00 | Requirement | Type | ExternalWallType1A-Caisson-MDF(outersheet) | Disposal |  | BAMB | BAMB_ElementCommon | 1DCC52CA-F0AF-3AD4-8F3E-9011463BF1B6 |  | n/a
Method_B4ToC4 | bamb@bre.co.uk | 2018-10-24T00:00:00 | Requirement | Type | ExternalWallType1A-Caisson-OSB(sidesheet) | Disposal |  | BAMB | BAMB_ElementCommon | 27D7D577-7D1E-4758-3349-B714150B6BA7 |  | n/a
Method_B4ToC4 | bamb@bre.co.uk | 2018-10-24T00:00:00 | Requirement | Type | ExternalWallType1A-Caisson-IJoist(Web)OSB | Disposal |  | BAMB | BAMB_ElementCommon | E84CED6A-5891-4A37-3D55-028632176B5B |  | n/a
Method_B4ToC4 | bamb@bre.co.uk | 2018-10-24T00:00:00 | Requirement | Type | ExternalWallType1A-Caisson-IJoist(flanges) | Disposal |  | BAMB | BAMB_ElementCommon | ADECF96F-0558-C45B-0016-3D148CEB4B65 |  | n/a
Method_B4ToC4 | bamb@bre.co.uk | 2018-10-24T00:00:00 | Requirement | Type | ExternalWallType1A-Caisson-Woodwool(againstIJoists) | Disposal |  | BAMB | BAMB_ElementCommon | 923704D2-96B4-FFD1-5A4A-F398F9FDC20A |  | n/a
Method_B4ToC4 | bamb@bre.co.uk | 2018-10-24T00:00:00 | Requirement | Type | ExternalWallType1A-Caisson-OSB(innersheet) | Disposal |  | BAMB | BAMB_ElementCommon | B513C82B-98CA-1CCE-128D-60920D9086CD |  | n/a
Method_B4ToC4 | bamb@bre.co.uk | 2018-10-24T00:00:00 | Requirement | Type | ExternalWallType1A-Cellulose | Disposal |  | BAMB | BAMB_ElementCommon | 5159D60A-8023-34F8-7CEB-B900145CD055 |  | n/a
Method_B4ToC4 | bamb@bre.co.uk | 2018-10-24T00:00:00 | Requirement | Type | ExternalWallType1B-RockPanel | Disposal |  | BAMB | BAMB_ElementCommon | DC05FB5E-B044-10D5-471D-21E2170AD3C8 |  | n/a
Method_B4ToC4 | bamb@bre.co.uk | 2018-10-24T00:00:00 | Requirement | Type | ExternalWallType1B-BatteninSoftWood | Disposal |  | BAMB | BAMB_ElementCommon | E79B430C-DFDF-BB1C-4FF6-C856AE950536 |  | n/a
Method_B4ToC4 | bamb@bre.co.uk | 2018-10-24T00:00:00 | Requirement | Type | ExternalWallType1B-Caisson-MDF(outersheet) | Disposal |  | BAMB | BAMB_ElementCommon | 41BA1A58-5253-4F9A-D747-6B96AD8FEB97 |  | n/a
Method_B4ToC4 | bamb@bre.co.uk | 2018-10-24T00:00:00 | Requirement | Type | ExternalWallType1B-Caisson-OSB(sidesheet) | Disposal |  | BAMB | BAMB_ElementCommon | 734DF215-7F70-29DD-367C-F3CD9DED1206 |  | n/a
Method_B4ToC4 | bamb@bre.co.uk | 2018-10-24T00:00:00 | Requirement | Type | ExternalWallType1B-Caisson-IJoist(Web)OSB | Disposal |  | BAMB | BAMB_ElementCommon | 1FD9F5DD-8E27-0BBE-769C-8CAF0FE8F492 |  | n/a
Method_B4ToC4 | bamb@bre.co.uk | 2018-10-24T00:00:00 | Requirement | Type | ExternalWallType1B-Caisson-IJoist(flanges) | Disposal |  | BAMB | BAMB_ElementCommon | 6FA060A9-B2B0-43B6-1870-8C8FAD7C7E6E |  | n/a
Method_B4ToC4 | bamb@bre.co.uk | 2018-10-24T00:00:00 | Requirement | Type | ExternalWallType1B-Caisson-Woodwool(againstIJoists) | Disposal |  | BAMB | BAMB_ElementCommon | 83F837A9-3136-6EA1-F9B2-09D9D2D17D0F |  | n/a
Method_B4ToC4 | bamb@bre.co.uk | 2018-10-24T00:00:00 | Requirement | Type | ExternalWallType1B-Caisson-OSB(innersheet) | Disposal |  | BAMB | BAMB_ElementCommon | 68F4E42E-2504-1047-BA95-16D849826883 |  | n/a
Method_B4ToC4 | bamb@bre.co.uk | 2018-10-24T00:00:00 | Requirement | Type | ExternalWallType1B-Cellulose | Disposal |  | BAMB | BAMB_ElementCommon | E2F71D39-90D2-B912-C0F7-5B5DE7450192 |  | n/a
Method_B4ToC4 | bamb@bre.co.uk | 2018-10-24T00:00:00 | Requirement | Type | ExternalWallType1B-ClayPlasterFinish | Disposal |  | BAMB | BAMB_ElementCommon | E0AAD8D0-68E7-051E-9A47-A22D6F671215 |  | n/a
Method_B4ToC4 | bamb@bre.co.uk | 2018-10-24T00:00:00 | Requirement | Type | ExternalWallType2-ReclaimedCedarCladding | Disposal |  | BAMB | BAMB_ElementCommon | 45D2C483-C472-A802-62A7-9734DC08D72F |  | n/a
Method_B4ToC4 | bamb@bre.co.uk | 2018-10-24T00:00:00 | Requirement | Type | ExternalWallType2-BatteninSoftWood | Disposal |  | BAMB | BAMB_ElementCommon | 06EC5D81-2556-25D9-74D7-5AC199AB625D |  | n/a
Method_B4ToC4 | bamb@bre.co.uk | 2018-10-24T00:00:00 | Requirement | Type | ExternalWallType2-Caisson-MDF(outersheet) | Disposal |  | BAMB | BAMB_ElementCommon | 88D5B134-6E22-A726-9C2D-E631062F547C |  | n/a
Method_B4ToC4 | bamb@bre.co.uk | 2018-10-24T00:00:00 | Requirement | Type | ExternalWallType2-Caisson-OSB(sidesheet) | Disposal |  | BAMB | BAMB_ElementCommon | 2B4D5638-FF72-7A07-2C83-88E447B689E0 |  | n/a
Method_B4ToC4 | bamb@bre.co.uk | 2018-10-24T00:00:00 | Requirement | Type | ExternalWallType2-Caisson-IJoist(Web)OSB | Disposal |  | BAMB | BAMB_ElementCommon | 2C11D89A-A21C-0846-6C27-3C2F14761F9D |  | n/a
Method_B4ToC4 | bamb@bre.co.uk | 2018-10-24T00:00:00 | Requirement | Type | ExternalWallType2-Caisson-IJoist(flanges) | Disposal |  | BAMB | BAMB_ElementCommon | D44824AB-EEE9-EFFA-AC8C-A3D9E1008A9A |  | n/a
Method_B4ToC4 | bamb@bre.co.uk | 2018-10-24T00:00:00 | Requirement | Type | ExternalWallType2-Caisson-Woodwool(againstIJoists) | Disposal |  | BAMB | BAMB_ElementCommon | 65DAF6DD-18EB-181C-1664-D3CB6D774B02 |  | n/a
Method_B4ToC4 | bamb@bre.co.uk | 2018-10-24T00:00:00 | Requirement | Type | ExternalWallType2-Caisson-OSB(innersheet) | Disposal |  | BAMB | BAMB_ElementCommon | 2F94768D-73F3-A817-9642-7877D2784032 |  | n/a
Method_B4ToC4 | bamb@bre.co.uk | 2018-10-24T00:00:00 | Requirement | Type | ExternalWallType2-Cellulose | Disposal |  | BAMB | BAMB_ElementCommon | DB22E861-A9E2-D916-B35D-CF2BDC6274B6 |  | n/a
Method_B4ToC4 | bamb@bre.co.uk | 2018-10-24T00:00:00 | Requirement | Type | ExternalWindows-TimberFrame | Disposal |  | BAMB | BAMB_ElementCommon | 3E43D921-26DE-3469-F42E-4119E1CF00B5 |  | n/a
Method_B4ToC4 | bamb@bre.co.uk | 2018-10-24T00:00:00 | Requirement | Type | ExternalWindows-Glazing(doubleglazed,sealedunit) | Disposal |  | BAMB | BAMB_ElementCommon | 46B4C8C5-47B1-2A57-EF9C-BDC17B98CB64 |  | n/a
Method_B4ToC4 | bamb@bre.co.uk | 2018-10-24T00:00:00 | Requirement | Type | InternalwallsandParitions-ClayPlasterFinish | Disposal |  | BAMB | BAMB_ElementCommon | E2566281-5A63-B8A2-3142-862E4B6F4440 |  | n/a
Method_B4ToC4 | bamb@bre.co.uk | 2018-10-24T00:00:00 | Requirement | Type | InternalwallsandParitions-ClayBrick | Disposal |  | BAMB | BAMB_ElementCommon | 8F75D530-4F49-0541-B1D9-666A04A2414C |  | n/a
Method_B4ToC4 | bamb@bre.co.uk | 2018-10-24T00:00:00 | Requirement | Type | InternalwallsandParitions-MortarforClayBrick | Disposal |  | BAMB | BAMB_ElementCommon | 68EF6BF6-F303-53FB-C7D9-CF0FEF9BD4ED |  | n/a
IsReusable | bamb@bre.co.uk | 2018-10-24T00:00:00 | Requirement | Type | Groundfloor-MDF | FALSE | True,False | BAMB | BAMB_ReversibilityCommon | 5F9401CC-8576-0ACD-B459-4D7CFA4F1FB1 |  | n/a
IsReusable | bamb@bre.co.uk | 2018-10-24T00:00:00 | Requirement | Type | Groundfloor-TimberJoist(softwood) | FALSE | True,False | BAMB | BAMB_ReversibilityCommon | 48A98C36-C8E0-37AD-2A81-86AF9804455B |  | n/a
IsReusable | bamb@bre.co.uk | 2018-10-24T00:00:00 | Requirement | Type | Groundfloor-Cork | FALSE | True,False | BAMB | BAMB_ReversibilityCommon | F2641F23-E201-C9FF-0822-3EB7A9D5BFD6 |  | n/a
IsReusable | bamb@bre.co.uk | 2018-10-24T00:00:00 | Requirement | Type | Groundfloor-Woodwool | FALSE | True,False | BAMB | BAMB_ReversibilityCommon | C043A6E2-56C0-02C4-952C-2C8A5E55B624 |  | n/a
IsReusable | bamb@bre.co.uk | 2018-10-24T00:00:00 | Requirement | Type | Groundfloor-OSB | FALSE | True,False | BAMB | BAMB_ReversibilityCommon | 70A6BD10-9835-C91A-4FA7-B7995319B682 |  | n/a
IsReusable | bamb@bre.co.uk | 2018-10-24T00:00:00 | Requirement | Type | Groundfloor-AcousticPanel:cementboard | FALSE | True,False | BAMB | BAMB_ReversibilityCommon | F0B849BF-FCC8-BFBE-4A5D-187BDC8CAF87 |  | n/a
IsReusable | bamb@bre.co.uk | 2018-10-24T00:00:00 | Requirement | Type | Groundfloor-Floorfinishes:parquet | FALSE | True,False | BAMB | BAMB_ReversibilityCommon | 45D3B0A0-1F07-2EA8-3449-C88C806D0D90 |  | n/a
IsReusable | bamb@bre.co.uk | 2018-10-24T00:00:00 | Requirement | Type | TimberFrame-ExternalColumns:SoftWood | FALSE | True,False | BAMB | BAMB_ReversibilityCommon | B8B72EA7-4960-A92F-AFBE-C1ADC6473994 |  | n/a
IsReusable | bamb@bre.co.uk | 2018-10-24T00:00:00 | Requirement | Type | TimberFrame-InternalColumnsType1:SoftWood | FALSE | True,False | BAMB | BAMB_ReversibilityCommon | E29CDFA9-D68C-A697-7F4C-666002C4C73E |  | n/a
IsReusable | bamb@bre.co.uk | 2018-10-24T00:00:00 | Requirement | Type | TimberFrame-InternalColumnsType2:SoftWood | FALSE | True,False | BAMB | BAMB_ReversibilityCommon | 20F43A23-E7ED-5977-58AB-0D60885F2910 |  | n/a
IsReusable | bamb@bre.co.uk | 2018-10-24T00:00:00 | Requirement | Type | TimberFrame-Beam-Roof:SoftWood | FALSE | True,False | BAMB | BAMB_ReversibilityCommon | 63A266AD-3B14-3E3E-8EA3-8F90284A6E30 |  | n/a
IsReusable | bamb@bre.co.uk | 2018-10-24T00:00:00 | Requirement | Type | Mezzanine-RockPanel | FALSE | True,False | BAMB | BAMB_ReversibilityCommon | 76012D77-8557-C769-AECC-2CE3A79B6B18 |  | n/a
IsReusable | bamb@bre.co.uk | 2018-10-24T00:00:00 | Requirement | Type | Mezzanine-Joist(softwood) | FALSE | True,False | BAMB | BAMB_ReversibilityCommon | 62B63927-718D-530B-196D-27E9A586E45A |  | n/a
IsReusable | bamb@bre.co.uk | 2018-10-24T00:00:00 | Requirement | Type | Mezzanine-OSB | FALSE | True,False | BAMB | BAMB_ReversibilityCommon | 5E3DF2C8-7932-A11A-410A-0577A0CBB612 |  | n/a
IsReusable | bamb@bre.co.uk | 2018-10-24T00:00:00 | Requirement | Type | Mezzanine-AcousticPanel:cementboard | FALSE | True,False | BAMB | BAMB_ReversibilityCommon | 148BB276-2D5E-F293-35DA-F9D0595D1254 |  | n/a
IsReusable | bamb@bre.co.uk | 2018-10-24T00:00:00 | Requirement | Type | Mezzanine-Floorfinishes:parquet | FALSE | True,False | BAMB | BAMB_ReversibilityCommon | 869D695B-C9BE-E563-9E12-1257AC1EC715 |  | n/a
IsReusable | bamb@bre.co.uk | 2018-10-24T00:00:00 | Requirement | Type | PichedRoof-Raftersintimberfin(softwood) | FALSE | True,False | BAMB | BAMB_ReversibilityCommon | 13597CE2-E3A2-4580-6528-1414F47269FF |  | n/a
IsReusable | bamb@bre.co.uk | 2018-10-24T00:00:00 | Requirement | Type | PichedRoof-WaterproofMembrane | FALSE | True,False | BAMB | BAMB_ReversibilityCommon | 7DE97FF4-FCE4-85D5-B67C-A424D7FD659B |  | n/a
IsReusable | bamb@bre.co.uk | 2018-10-24T00:00:00 | Requirement | Type | PichedRoof-OSB_1 | FALSE | True,False | BAMB | BAMB_ReversibilityCommon | 1A00D80D-0668-F1F4-A237-7146DFAD1632 |  | n/a
IsReusable | bamb@bre.co.uk | 2018-10-24T00:00:00 | Requirement | Type | PichedRoof-TimberJoist | FALSE | True,False | BAMB | BAMB_ReversibilityCommon | 8EF169DD-A250-7288-176D-29B56EEE5E29 |  | n/a
IsReusable | bamb@bre.co.uk | 2018-10-24T00:00:00 | Requirement | Type | PichedRoof-Woodwool | FALSE | True,False | BAMB | BAMB_ReversibilityCommon | E67ADE9A-7B00-6277-E338-6ADA4A7ACEF3 |  | n/a
IsReusable | bamb@bre.co.uk | 2018-10-24T00:00:00 | Requirement | Type | PichedRoof-OSB_2 | FALSE | True,False | BAMB | BAMB_ReversibilityCommon | BDC98BDB-5DAD-0B13-A5A6-F1A20FAA78E0 |  | n/a
IsReusable | bamb@bre.co.uk | 2018-10-24T00:00:00 | Requirement | Type | PichedRoofCovering-Corrugatedglalvanisedsteelsheet | FALSE | True,False | BAMB | BAMB_ReversibilityCommon | 8FE5CFB4-0B06-FB31-F57D-F41116A0C334 |  | n/a
IsReusable | bamb@bre.co.uk | 2018-10-24T00:00:00 | Requirement | Type | FlatRoof-MDF(ref:totem) | FALSE | True,False | BAMB | BAMB_ReversibilityCommon | 304AE56B-58B7-B944-37EC-1DE0D1FC07D3 |  | n/a
IsReusable | bamb@bre.co.uk | 2018-10-24T00:00:00 | Requirement | Type | FlatRoof-OSB | FALSE | True,False | BAMB | BAMB_ReversibilityCommon | E59F8499-805E-447E-088D-30C9418F2DC2 |  | n/a
IsReusable | bamb@bre.co.uk | 2018-10-24T00:00:00 | Requirement | Type | FlatRoof-Cellulose | FALSE | True,False | BAMB | BAMB_ReversibilityCommon | 2D7CE3E5-851B-ADFE-32BB-5E20DDE22304 |  | n/a
IsReusable | bamb@bre.co.uk | 2018-10-24T00:00:00 | Requirement | Type | FlatRoof-Membranepro-climat | FALSE | True,False | BAMB | BAMB_ReversibilityCommon | 7DDB6064-B159-9183-570A-82C9180DC949 |  | n/a
IsReusable | bamb@bre.co.uk | 2018-10-24T00:00:00 | Requirement | Type | FlatRoof-Raftersintimberfin(softwood) | FALSE | True,False | BAMB | BAMB_ReversibilityCommon | 11FF3099-896F-D174-6080-6CACF5E65A26 |  | n/a
IsReusable | bamb@bre.co.uk | 2018-10-24T00:00:00 | Requirement | Type | FlatRoofCovering-EPDM | FALSE | True,False | BAMB | BAMB_ReversibilityCommon | 49FA6E3E-FBE8-B484-7D3F-C1F51F1A7DC2 |  | n/a
IsReusable | bamb@bre.co.uk | 2018-10-24T00:00:00 | Requirement | Type | FlatRoof-InternalCeilingFinishes:RockPanel | FALSE | True,False | BAMB | BAMB_ReversibilityCommon | F08128BB-CE57-C77A-2488-5AF088C5230A |  | n/a
IsReusable | bamb@bre.co.uk | 2018-10-24T00:00:00 | Requirement | Type | ExternalWallType1A-RockPanel | FALSE | True,False | BAMB | BAMB_ReversibilityCommon | 470F4B85-85AB-3486-F11A-8F6D41DD7D3F |  | n/a
IsReusable | bamb@bre.co.uk | 2018-10-24T00:00:00 | Requirement | Type | ExternalWallType1A-BatteninSoftWood | FALSE | True,False | BAMB | BAMB_ReversibilityCommon | AF59A82D-9FBC-FF42-A19B-32437049477D |  | n/a
IsReusable | bamb@bre.co.uk | 2018-10-24T00:00:00 | Requirement | Type | ExternalWallType1A-Caisson-MDF(outersheet) | FALSE | True,False | BAMB | BAMB_ReversibilityCommon | F1438FD2-8644-60D9-7368-2E12DB5918D0 |  | n/a
IsReusable | bamb@bre.co.uk | 2018-10-24T00:00:00 | Requirement | Type | ExternalWallType1A-Caisson-OSB(sidesheet) | FALSE | True,False | BAMB | BAMB_ReversibilityCommon | 7250065A-38C7-57A2-3469-272438F7BD25 |  | n/a
IsReusable | bamb@bre.co.uk | 2018-10-24T00:00:00 | Requirement | Type | ExternalWallType1A-Caisson-IJoist(Web)OSB | FALSE | True,False | BAMB | BAMB_ReversibilityCommon | 1B07476B-1317-FD87-FBB6-BE06BC9127A8 |  | n/a
IsReusable | bamb@bre.co.uk | 2018-10-24T00:00:00 | Requirement | Type | ExternalWallType1A-Caisson-IJoist(flanges) | FALSE | True,False | BAMB | BAMB_ReversibilityCommon | 0D5562D4-B9AA-69C3-DF02-85DF10B76DB0 |  | n/a
IsReusable | bamb@bre.co.uk | 2018-10-24T00:00:00 | Requirement | Type | ExternalWallType1A-Caisson-Woodwool(againstIJoists) | FALSE | True,False | BAMB | BAMB_ReversibilityCommon | BBB29144-FF61-749D-FBCF-6E7B62FB0EF2 |  | n/a
IsReusable | bamb@bre.co.uk | 2018-10-24T00:00:00 | Requirement | Type | ExternalWallType1A-Caisson-OSB(innersheet) | FALSE | True,False | BAMB | BAMB_ReversibilityCommon | 4AF14FF8-C119-DB77-F417-99EC3AB8420D |  | n/a
IsReusable | bamb@bre.co.uk | 2018-10-24T00:00:00 | Requirement | Type | ExternalWallType1A-Cellulose | FALSE | True,False | BAMB | BAMB_ReversibilityCommon | 789F46FF-E04F-4C58-613E-C869202CE36C |  | n/a
IsReusable | bamb@bre.co.uk | 2018-10-24T00:00:00 | Requirement | Type | ExternalWallType1B-RockPanel | FALSE | True,False | BAMB | BAMB_ReversibilityCommon | 59A45C80-EE4B-FF4D-9B63-6321D5BCAE19 |  | n/a
IsReusable | bamb@bre.co.uk | 2018-10-24T00:00:00 | Requirement | Type | ExternalWallType1B-BatteninSoftWood | FALSE | True,False | BAMB | BAMB_ReversibilityCommon | EF6B663C-0E2B-504B-C167-7B5549C8EA17 |  | n/a
IsReusable | bamb@bre.co.uk | 2018-10-24T00:00:00 | Requirement | Type | ExternalWallType1B-Caisson-MDF(outersheet) | FALSE | True,False | BAMB | BAMB_ReversibilityCommon | AF23C687-72F4-DDBB-76F3-B803EEFD6684 |  | n/a
IsReusable | bamb@bre.co.uk | 2018-10-24T00:00:00 | Requirement | Type | ExternalWallType1B-Caisson-OSB(sidesheet) | FALSE | True,False | BAMB | BAMB_ReversibilityCommon | 6E118EBF-EA5E-F89E-EFEB-60C0AF8F1274 |  | n/a
IsReusable | bamb@bre.co.uk | 2018-10-24T00:00:00 | Requirement | Type | ExternalWallType1B-Caisson-IJoist(Web)OSB | FALSE | True,False | BAMB | BAMB_ReversibilityCommon | 20326D2E-D20F-EB5D-B26E-72C873BF90F2 |  | n/a
IsReusable | bamb@bre.co.uk | 2018-10-24T00:00:00 | Requirement | Type | ExternalWallType1B-Caisson-IJoist(flanges) | FALSE | True,False | BAMB | BAMB_ReversibilityCommon | 5F7CBB64-08E2-11D9-11F7-6C72C49B9B29 |  | n/a
IsReusable | bamb@bre.co.uk | 2018-10-24T00:00:00 | Requirement | Type | ExternalWallType1B-Caisson-Woodwool(againstIJoists) | FALSE | True,False | BAMB | BAMB_ReversibilityCommon | DAFA0828-C984-51F1-C1F6-914CC62E9D84 |  | n/a
IsReusable | bamb@bre.co.uk | 2018-10-24T00:00:00 | Requirement | Type | ExternalWallType1B-Caisson-OSB(innersheet) | FALSE | True,False | BAMB | BAMB_ReversibilityCommon | E7CC3251-210F-3775-CB59-281CFEFAAF5F |  | n/a
IsReusable | bamb@bre.co.uk | 2018-10-24T00:00:00 | Requirement | Type | ExternalWallType1B-Cellulose | FALSE | True,False | BAMB | BAMB_ReversibilityCommon | 1C18796E-26EA-64AE-1379-BBCF1BF6C430 |  | n/a
IsReusable | bamb@bre.co.uk | 2018-10-24T00:00:00 | Requirement | Type | ExternalWallType1B-ClayPlasterFinish | FALSE | True,False | BAMB | BAMB_ReversibilityCommon | 61EFEA6C-3131-ADD8-C1C4-1D4BFC148C4A |  | n/a
IsReusable | bamb@bre.co.uk | 2018-10-24T00:00:00 | Requirement | Type | ExternalWallType2-ReclaimedCedarCladding | FALSE | True,False | BAMB | BAMB_ReversibilityCommon | 3EDE652F-1052-0AAB-CB9D-4ED015D72908 |  | n/a
IsReusable | bamb@bre.co.uk | 2018-10-24T00:00:00 | Requirement | Type | ExternalWallType2-BatteninSoftWood | FALSE | True,False | BAMB | BAMB_ReversibilityCommon | 8365AF15-34CC-F7CE-0B87-212CE33DEFFD |  | n/a
IsReusable | bamb@bre.co.uk | 2018-10-24T00:00:00 | Requirement | Type | ExternalWallType2-Caisson-MDF(outersheet) | FALSE | True,False | BAMB | BAMB_ReversibilityCommon | 4287FD40-A89F-BF27-77C8-43552E03A027 |  | n/a
IsReusable | bamb@bre.co.uk | 2018-10-24T00:00:00 | Requirement | Type | ExternalWallType2-Caisson-OSB(sidesheet) | FALSE | True,False | BAMB | BAMB_ReversibilityCommon | F6785720-1C38-9136-FFFC-281F53C6C0EC |  | n/a
IsReusable | bamb@bre.co.uk | 2018-10-24T00:00:00 | Requirement | Type | ExternalWallType2-Caisson-IJoist(Web)OSB | FALSE | True,False | BAMB | BAMB_ReversibilityCommon | 1D13D47D-89C3-AD30-C869-DB9FC6DF1D37 |  | n/a
IsReusable | bamb@bre.co.uk | 2018-10-24T00:00:00 | Requirement | Type | ExternalWallType2-Caisson-IJoist(flanges) | FALSE | True,False | BAMB | BAMB_ReversibilityCommon | 39B0D773-4DE2-B42F-0390-D9B030EE325E |  | n/a
IsReusable | bamb@bre.co.uk | 2018-10-24T00:00:00 | Requirement | Type | ExternalWallType2-Caisson-Woodwool(againstIJoists) | FALSE | True,False | BAMB | BAMB_ReversibilityCommon | A56CE674-66DB-9B74-6EA0-344F5B39638F |  | n/a
IsReusable | bamb@bre.co.uk | 2018-10-24T00:00:00 | Requirement | Type | ExternalWallType2-Caisson-OSB(innersheet) | FALSE | True,False | BAMB | BAMB_ReversibilityCommon | 15E5883E-BAFF-B002-20B6-83A669CFFB83 |  | n/a
IsReusable | bamb@bre.co.uk | 2018-10-24T00:00:00 | Requirement | Type | ExternalWallType2-Cellulose | FALSE | True,False | BAMB | BAMB_ReversibilityCommon | B2053388-13FE-4258-FB78-08C7DAC7B501 |  | n/a
IsReusable | bamb@bre.co.uk | 2018-10-24T00:00:00 | Requirement | Type | ExternalWindows-TimberFrame | FALSE | True,False | BAMB | BAMB_ReversibilityCommon | 0D6592D5-DC0F-AB9E-094A-DC49A2D1EEC1 |  | n/a
IsReusable | bamb@bre.co.uk | 2018-10-24T00:00:00 | Requirement | Type | ExternalWindows-Glazing(doubleglazed,sealedunit) | FALSE | True,False | BAMB | BAMB_ReversibilityCommon | 1B88985A-A3F8-6DAC-7B1E-20A0F468E42D |  | n/a
IsReusable | bamb@bre.co.uk | 2018-10-24T00:00:00 | Requirement | Type | InternalwallsandParitions-ClayPlasterFinish | FALSE | True,False | BAMB | BAMB_ReversibilityCommon | AFDD8BF0-8AF5-1978-C549-98C32A4CB0AC |  | n/a
IsReusable | bamb@bre.co.uk | 2018-10-24T00:00:00 | Requirement | Type | InternalwallsandParitions-ClayBrick | FALSE | True,False | BAMB | BAMB_ReversibilityCommon | 39868493-F7D2-F17F-7846-8728B953856C |  | n/a
IsReusable | bamb@bre.co.uk | 2018-10-24T00:00:00 | Requirement | Type | InternalwallsandParitions-MortarforClayBrick | FALSE | True,False | BAMB | BAMB_ReversibilityCommon | 578F103E-9CCF-EFE6-66C7-8B400402F9E2 |  | n/a
MaterialDamageRate_C1 | bamb@bre.co.uk | 2018-10-24T00:00:00 | Requirement | Type | Groundfloor-MDF | 0 | ratio | BAMB | BAMB_ElementCommon | E79B9929-75E9-A58C-95F5-93C4D075D80E |  | n/a
MaterialDamageRate_C1 | bamb@bre.co.uk | 2018-10-24T00:00:00 | Requirement | Type | Groundfloor-TimberJoist(softwood) | 0 | ratio | BAMB | BAMB_ElementCommon | 4CA131A5-9A4B-4457-A8EC-4C46F6A1D265 |  | n/a
MaterialDamageRate_C1 | bamb@bre.co.uk | 2018-10-24T00:00:00 | Requirement | Type | Groundfloor-Cork | 0 | ratio | BAMB | BAMB_ElementCommon | 7824A5DE-BC2B-01BE-D8B3-3179F67531D8 |  | n/a
MaterialDamageRate_C1 | bamb@bre.co.uk | 2018-10-24T00:00:00 | Requirement | Type | Groundfloor-Woodwool | 0 | ratio | BAMB | BAMB_ElementCommon | 6D48A642-8768-C1DD-2E3D-5A066CA9B65B |  | n/a
MaterialDamageRate_C1 | bamb@bre.co.uk | 2018-10-24T00:00:00 | Requirement | Type | Groundfloor-OSB | 0 | ratio | BAMB | BAMB_ElementCommon | 3EC353EF-7E25-F07B-7102-86E7F4E10089 |  | n/a
MaterialDamageRate_C1 | bamb@bre.co.uk | 2018-10-24T00:00:00 | Requirement | Type | Groundfloor-AcousticPanel:cementboard | 0 | ratio | BAMB | BAMB_ElementCommon | 451C5424-310B-8B22-32BF-3A83E90E13B3 |  | n/a
MaterialDamageRate_C1 | bamb@bre.co.uk | 2018-10-24T00:00:00 | Requirement | Type | Groundfloor-Floorfinishes:parquet | 0 | ratio | BAMB | BAMB_ElementCommon | 37274F8B-C4DF-B606-A237-B797FD184533 |  | n/a
MaterialDamageRate_C1 | bamb@bre.co.uk | 2018-10-24T00:00:00 | Requirement | Type | TimberFrame-ExternalColumns:SoftWood | 0 | ratio | BAMB | BAMB_ElementCommon | 35F09F5C-5CFE-3CC6-3FC2-8FA66C33386F |  | n/a
MaterialDamageRate_C1 | bamb@bre.co.uk | 2018-10-24T00:00:00 | Requirement | Type | TimberFrame-InternalColumnsType1:SoftWood | 0 | ratio | BAMB | BAMB_ElementCommon | 84F46C05-3FC1-4C76-5F07-51FFBD7BD117 |  | n/a
MaterialDamageRate_C1 | bamb@bre.co.uk | 2018-10-24T00:00:00 | Requirement | Type | TimberFrame-InternalColumnsType2:SoftWood | 0 | ratio | BAMB | BAMB_ElementCommon | EBBC55BD-9AA9-341F-7212-B24F66C2BF31 |  | n/a
MaterialDamageRate_C1 | bamb@bre.co.uk | 2018-10-24T00:00:00 | Requirement | Type | TimberFrame-Beam-Roof:SoftWood | 0 | ratio | BAMB | BAMB_ElementCommon | FB7B4544-577A-60B2-271F-592F41150355 |  | n/a
MaterialDamageRate_C1 | bamb@bre.co.uk | 2018-10-24T00:00:00 | Requirement | Type | Mezzanine-RockPanel | 0 | ratio | BAMB | BAMB_ElementCommon | CF66CEB9-F78A-0C5E-157A-8DE50E6A5BF8 |  | n/a
MaterialDamageRate_C1 | bamb@bre.co.uk | 2018-10-24T00:00:00 | Requirement | Type | Mezzanine-Joist(softwood) | 0 | ratio | BAMB | BAMB_ElementCommon | E480E859-A6BA-DB3A-3C29-7FA2DB5E932C |  | n/a
MaterialDamageRate_C1 | bamb@bre.co.uk | 2018-10-24T00:00:00 | Requirement | Type | Mezzanine-OSB | 0 | ratio | BAMB | BAMB_ElementCommon | C553C88D-B35E-8918-76A4-BB4F052E5855 |  | n/a
MaterialDamageRate_C1 | bamb@bre.co.uk | 2018-10-24T00:00:00 | Requirement | Type | Mezzanine-AcousticPanel:cementboard | 0 | ratio | BAMB | BAMB_ElementCommon | 844763FC-4861-7012-B2E6-F2733160AADD |  | n/a
MaterialDamageRate_C1 | bamb@bre.co.uk | 2018-10-24T00:00:00 | Requirement | Type | Mezzanine-Floorfinishes:parquet | 0 | ratio | BAMB | BAMB_ElementCommon | 5ED43175-12C3-3F5A-B111-4D9CADDCFDC4 |  | n/a
MaterialDamageRate_C1 | bamb@bre.co.uk | 2018-10-24T00:00:00 | Requirement | Type | PichedRoof-Raftersintimberfin(softwood) | 0 | ratio | BAMB | BAMB_ElementCommon | BFBBA162-54FA-DE46-87A4-76C205ECD026 |  | n/a
MaterialDamageRate_C1 | bamb@bre.co.uk | 2018-10-24T00:00:00 | Requirement | Type | PichedRoof-WaterproofMembrane | 0 | ratio | BAMB | BAMB_ElementCommon | 587F622D-4FA4-0526-9805-4B7416C0DAB7 |  | n/a
MaterialDamageRate_C1 | bamb@bre.co.uk | 2018-10-24T00:00:00 | Requirement | Type | PichedRoof-OSB_1 | 0 | ratio | BAMB | BAMB_ElementCommon | 2ADABBAE-3321-7AB0-8BC6-C6015D7DEA8E |  | n/a
MaterialDamageRate_C1 | bamb@bre.co.uk | 2018-10-24T00:00:00 | Requirement | Type | PichedRoof-TimberJoist | 0 | ratio | BAMB | BAMB_ElementCommon | 7B1AD4AC-542F-45E7-C4F1-3075FFCEB2A0 |  | n/a
MaterialDamageRate_C1 | bamb@bre.co.uk | 2018-10-24T00:00:00 | Requirement | Type | PichedRoof-Woodwool | 0 | ratio | BAMB | BAMB_ElementCommon | 0A94A762-2E99-B6FC-63FD-AB4FD7819127 |  | n/a
MaterialDamageRate_C1 | bamb@bre.co.uk | 2018-10-24T00:00:00 | Requirement | Type | PichedRoof-OSB_2 | 0 | ratio | BAMB | BAMB_ElementCommon | C6B492FF-FA02-8466-029E-271E72174121 |  | n/a
MaterialDamageRate_C1 | bamb@bre.co.uk | 2018-10-24T00:00:00 | Requirement | Type | PichedRoofCovering-Corrugatedglalvanisedsteelsheet | 0 | ratio | BAMB | BAMB_ElementCommon | 4448106C-81A7-EF9B-E84B-AD14C9CCB56B |  | n/a
MaterialDamageRate_C1 | bamb@bre.co.uk | 2018-10-24T00:00:00 | Requirement | Type | FlatRoof-MDF(ref:totem) | 0 | ratio | BAMB | BAMB_ElementCommon | E40CD499-029C-F8C6-777B-54838C790A83 |  | n/a
MaterialDamageRate_C1 | bamb@bre.co.uk | 2018-10-24T00:00:00 | Requirement | Type | FlatRoof-OSB | 0 | ratio | BAMB | BAMB_ElementCommon | F68941E3-F0AE-042F-69DE-79CEAB4E5A15 |  | n/a
MaterialDamageRate_C1 | bamb@bre.co.uk | 2018-10-24T00:00:00 | Requirement | Type | FlatRoof-Cellulose | 0 | ratio | BAMB | BAMB_ElementCommon | DEDBB5AE-7F07-B75B-0D8E-65490373EE6B |  | n/a
MaterialDamageRate_C1 | bamb@bre.co.uk | 2018-10-24T00:00:00 | Requirement | Type | FlatRoof-Membranepro-climat | 0 | ratio | BAMB | BAMB_ElementCommon | F06959A9-F6F0-2DE9-EA9D-7B0A9F4F11EC |  | n/a
MaterialDamageRate_C1 | bamb@bre.co.uk | 2018-10-24T00:00:00 | Requirement | Type | FlatRoof-Raftersintimberfin(softwood) | 0 | ratio | BAMB | BAMB_ElementCommon | 52BCC47B-4CB1-DBD2-E972-3322EC68929D |  | n/a
MaterialDamageRate_C1 | bamb@bre.co.uk | 2018-10-24T00:00:00 | Requirement | Type | FlatRoofCovering-EPDM | 0 | ratio | BAMB | BAMB_ElementCommon | 892CD99C-EC67-2823-96A3-B5E0152DF05A |  | n/a
MaterialDamageRate_C1 | bamb@bre.co.uk | 2018-10-24T00:00:00 | Requirement | Type | FlatRoof-InternalCeilingFinishes:RockPanel | 0 | ratio | BAMB | BAMB_ElementCommon | 23375D79-85E5-A95D-A047-835044FDB05C |  | n/a
MaterialDamageRate_C1 | bamb@bre.co.uk | 2018-10-24T00:00:00 | Requirement | Type | ExternalWallType1A-RockPanel | 0 | ratio | BAMB | BAMB_ElementCommon | 8F5AF3F3-AD5E-DBAE-04C8-EEEEF3E73B45 |  | n/a
MaterialDamageRate_C1 | bamb@bre.co.uk | 2018-10-24T00:00:00 | Requirement | Type | ExternalWallType1A-BatteninSoftWood | 0 | ratio | BAMB | BAMB_ElementCommon | 2731FCF1-1948-BBDC-0B5D-F7952DFD6FE4 |  | n/a
MaterialDamageRate_C1 | bamb@bre.co.uk | 2018-10-24T00:00:00 | Requirement | Type | ExternalWallType1A-Caisson-MDF(outersheet) | 0 | ratio | BAMB | BAMB_ElementCommon | 26CF2AE2-0DB2-C3B7-69DE-A577EBEEC1FA |  | n/a
MaterialDamageRate_C1 | bamb@bre.co.uk | 2018-10-24T00:00:00 | Requirement | Type | ExternalWallType1A-Caisson-OSB(sidesheet) | 0 | ratio | BAMB | BAMB_ElementCommon | FBDAC1E9-5F5C-8CC5-31F7-1009A3257AD3 |  | n/a
MaterialDamageRate_C1 | bamb@bre.co.uk | 2018-10-24T00:00:00 | Requirement | Type | ExternalWallType1A-Caisson-IJoist(Web)OSB | 0 | ratio | BAMB | BAMB_ElementCommon | ADDEF272-4092-59CE-04EF-372BD7B7F9F4 |  | n/a
MaterialDamageRate_C1 | bamb@bre.co.uk | 2018-10-24T00:00:00 | Requirement | Type | ExternalWallType1A-Caisson-IJoist(flanges) | 0 | ratio | BAMB | BAMB_ElementCommon | ACFE68CF-00A7-5D26-FCE0-411D4D523BAD |  | n/a
MaterialDamageRate_C1 | bamb@bre.co.uk | 2018-10-24T00:00:00 | Requirement | Type | ExternalWallType1A-Caisson-Woodwool(againstIJoists) | 0 | ratio | BAMB | BAMB_ElementCommon | DE6270DF-4833-43C9-BE9A-9ADE77AFE3AB |  | n/a
MaterialDamageRate_C1 | bamb@bre.co.uk | 2018-10-24T00:00:00 | Requirement | Type | ExternalWallType1A-Caisson-OSB(innersheet) | 0 | ratio | BAMB | BAMB_ElementCommon | 9CB83AFA-E628-8CD2-063D-A61D703668BF |  | n/a
MaterialDamageRate_C1 | bamb@bre.co.uk | 2018-10-24T00:00:00 | Requirement | Type | ExternalWallType1A-Cellulose | 0 | ratio | BAMB | BAMB_ElementCommon | 365872B9-E892-EE93-1BFE-57CEC5870A08 |  | n/a
MaterialDamageRate_C1 | bamb@bre.co.uk | 2018-10-24T00:00:00 | Requirement | Type | ExternalWallType1B-RockPanel | 0 | ratio | BAMB | BAMB_ElementCommon | 7416226E-FEB0-1EE0-2EE9-5A1C9587732D |  | n/a
MaterialDamageRate_C1 | bamb@bre.co.uk | 2018-10-24T00:00:00 | Requirement | Type | ExternalWallType1B-BatteninSoftWood | 0 | ratio | BAMB | BAMB_ElementCommon | 34528B2E-0E85-8472-8B62-9C64285820FD |  | n/a
MaterialDamageRate_C1 | bamb@bre.co.uk | 2018-10-24T00:00:00 | Requirement | Type | ExternalWallType1B-Caisson-MDF(outersheet) | 0 | ratio | BAMB | BAMB_ElementCommon | DA6D36F3-A33A-5F0D-7FAB-22BE1741CE08 |  | n/a
MaterialDamageRate_C1 | bamb@bre.co.uk | 2018-10-24T00:00:00 | Requirement | Type | ExternalWallType1B-Caisson-OSB(sidesheet) | 0 | ratio | BAMB | BAMB_ElementCommon | 805633A2-161F-83EB-3C80-98F6F7080963 |  | n/a
MaterialDamageRate_C1 | bamb@bre.co.uk | 2018-10-24T00:00:00 | Requirement | Type | ExternalWallType1B-Caisson-IJoist(Web)OSB | 0 | ratio | BAMB | BAMB_ElementCommon | B77B75F0-DD7C-AE6E-37A5-980807D7CDA9 |  | n/a
MaterialDamageRate_C1 | bamb@bre.co.uk | 2018-10-24T00:00:00 | Requirement | Type | ExternalWallType1B-Caisson-IJoist(flanges) | 0 | ratio | BAMB | BAMB_ElementCommon | 753DE959-8744-432C-B57B-0372F1C067A4 |  | n/a
MaterialDamageRate_C1 | bamb@bre.co.uk | 2018-10-24T00:00:00 | Requirement | Type | ExternalWallType1B-Caisson-Woodwool(againstIJoists) | 0 | ratio | BAMB | BAMB_ElementCommon | A0A0C770-CF29-5A4E-560C-DE5FC7D9A703 |  | n/a
MaterialDamageRate_C1 | bamb@bre.co.uk | 2018-10-24T00:00:00 | Requirement | Type | ExternalWallType1B-Caisson-OSB(innersheet) | 0 | ratio | BAMB | BAMB_ElementCommon | DB549133-9DE2-A07C-5A89-23D06511E499 |  | n/a
MaterialDamageRate_C1 | bamb@bre.co.uk | 2018-10-24T00:00:00 | Requirement | Type | ExternalWallType1B-Cellulose | 0 | ratio | BAMB | BAMB_ElementCommon | 896A1591-26D3-C83E-34ED-49ADFD81A7E6 |  | n/a
MaterialDamageRate_C1 | bamb@bre.co.uk | 2018-10-24T00:00:00 | Requirement | Type | ExternalWallType1B-ClayPlasterFinish | 0 | ratio | BAMB | BAMB_ElementCommon | 51B1ECED-018D-DEFA-4A49-3A11C05A2CE6 |  | n/a
MaterialDamageRate_C1 | bamb@bre.co.uk | 2018-10-24T00:00:00 | Requirement | Type | ExternalWallType2-ReclaimedCedarCladding | 0 | ratio | BAMB | BAMB_ElementCommon | 1C61684F-AD17-4679-26B0-76F0C5C64D1E |  | n/a
MaterialDamageRate_C1 | bamb@bre.co.uk | 2018-10-24T00:00:00 | Requirement | Type | ExternalWallType2-BatteninSoftWood | 0 | ratio | BAMB | BAMB_ElementCommon | 48E65FBD-C7B8-7D75-8F91-D2F86D9949D5 |  | n/a
MaterialDamageRate_C1 | bamb@bre.co.uk | 2018-10-24T00:00:00 | Requirement | Type | ExternalWallType2-Caisson-MDF(outersheet) | 0 | ratio | BAMB | BAMB_ElementCommon | E3B25488-2780-4FDE-75A8-E64C235F1D61 |  | n/a
MaterialDamageRate_C1 | bamb@bre.co.uk | 2018-10-24T00:00:00 | Requirement | Type | ExternalWallType2-Caisson-OSB(sidesheet) | 0 | ratio | BAMB | BAMB_ElementCommon | A7F8B6D7-9BB1-DF8E-F9AC-8E5DEC3F9F99 |  | n/a
MaterialDamageRate_C1 | bamb@bre.co.uk | 2018-10-24T00:00:00 | Requirement | Type | ExternalWallType2-Caisson-IJoist(Web)OSB | 0 | ratio | BAMB | BAMB_ElementCommon | A590211C-5B2F-BD7C-A799-E8F9DEC24621 |  | n/a
MaterialDamageRate_C1 | bamb@bre.co.uk | 2018-10-24T00:00:00 | Requirement | Type | ExternalWallType2-Caisson-IJoist(flanges) | 0 | ratio | BAMB | BAMB_ElementCommon | 7A08487D-D974-1ADC-F08A-D483FE57B060 |  | n/a
MaterialDamageRate_C1 | bamb@bre.co.uk | 2018-10-24T00:00:00 | Requirement | Type | ExternalWallType2-Caisson-Woodwool(againstIJoists) | 0 | ratio | BAMB | BAMB_ElementCommon | 1802B968-5AE7-63B7-D8FC-8434D8D46AA0 |  | n/a
MaterialDamageRate_C1 | bamb@bre.co.uk | 2018-10-24T00:00:00 | Requirement | Type | ExternalWallType2-Caisson-OSB(innersheet) | 0 | ratio | BAMB | BAMB_ElementCommon | C3818026-292D-70AF-FEBC-EC935D05494C |  | n/a
MaterialDamageRate_C1 | bamb@bre.co.uk | 2018-10-24T00:00:00 | Requirement | Type | ExternalWallType2-Cellulose | 0 | ratio | BAMB | BAMB_ElementCommon | C204541F-8E87-911F-8A48-FED951AB95E9 |  | n/a
MaterialDamageRate_C1 | bamb@bre.co.uk | 2018-10-24T00:00:00 | Requirement | Type | ExternalWindows-TimberFrame | 0 | ratio | BAMB | BAMB_ElementCommon | 69F1AC9E-CC17-7B95-0E50-E2CFFF037859 |  | n/a
MaterialDamageRate_C1 | bamb@bre.co.uk | 2018-10-24T00:00:00 | Requirement | Type | ExternalWindows-Glazing(doubleglazed,sealedunit) | 0 | ratio | BAMB | BAMB_ElementCommon | 2623B892-B6EC-A65E-BBA6-FF87CF624679 |  | n/a
MaterialDamageRate_C1 | bamb@bre.co.uk | 2018-10-24T00:00:00 | Requirement | Type | InternalwallsandParitions-ClayPlasterFinish | 0 | ratio | BAMB | BAMB_ElementCommon | A67572D9-FAF7-3A15-AC4D-6A6137D03F86 |  | n/a
MaterialDamageRate_C1 | bamb@bre.co.uk | 2018-10-24T00:00:00 | Requirement | Type | InternalwallsandParitions-ClayBrick | 0 | ratio | BAMB | BAMB_ElementCommon | CD3BCC5E-9051-B3EF-947C-79B5D604B08E |  | n/a
MaterialDamageRate_C1 | bamb@bre.co.uk | 2018-10-24T00:00:00 | Requirement | Type | InternalwallsandParitions-MortarforClayBrick | 0 | ratio | BAMB | BAMB_ElementCommon | CE0F9ED1-5F09-8363-5FBD-49B5D230168E |  | n/a
MaterialDamageRate_result | bamb@bre.co.uk | 2018-10-24T00:00:00 | Requirement | Type | Groundfloor-MDF | 0 | ratio | BAMB | BAMB_ElementCommon | 97872F1A-2B52-413E-3E54-13A98BC58D61 |  | n/a
MaterialDamageRate_result | bamb@bre.co.uk | 2018-10-24T00:00:00 | Requirement | Type | Groundfloor-TimberJoist(softwood) | 0 | ratio | BAMB | BAMB_ElementCommon | 5542793F-1C9A-5EBC-EE7C-ECD4F088BF0B |  | n/a
MaterialDamageRate_result | bamb@bre.co.uk | 2018-10-24T00:00:00 | Requirement | Type | Groundfloor-Cork | 0 | ratio | BAMB | BAMB_ElementCommon | 19295B6E-89B8-17AE-D79A-4428BE89AAF1 |  | n/a
MaterialDamageRate_result | bamb@bre.co.uk | 2018-10-24T00:00:00 | Requirement | Type | Groundfloor-Woodwool | 0 | ratio | BAMB | BAMB_ElementCommon | 8EC6FA99-2AFB-1D7F-120D-578B0B838551 |  | n/a
MaterialDamageRate_result | bamb@bre.co.uk | 2018-10-24T00:00:00 | Requirement | Type | Groundfloor-OSB | 0 | ratio | BAMB | BAMB_ElementCommon | 23D36FDC-72DB-F7BD-C4EE-D29EFD774799 |  | n/a
MaterialDamageRate_result | bamb@bre.co.uk | 2018-10-24T00:00:00 | Requirement | Type | Groundfloor-AcousticPanel:cementboard | 0 | ratio | BAMB | BAMB_ElementCommon | 9F2D803D-A3FF-EFB8-DAA7-1899FC093BDC |  | n/a
MaterialDamageRate_result | bamb@bre.co.uk | 2018-10-24T00:00:00 | Requirement | Type | Groundfloor-Floorfinishes:parquet | 0 | ratio | BAMB | BAMB_ElementCommon | 9497CE2D-C77A-5EFF-8B05-811E2E38EAA9 |  | n/a
MaterialDamageRate_result | bamb@bre.co.uk | 2018-10-24T00:00:00 | Requirement | Type | TimberFrame-ExternalColumns:SoftWood | 0 | ratio | BAMB | BAMB_ElementCommon | FC037F88-306B-4B5B-9A25-A505931DCDD8 |  | n/a
MaterialDamageRate_result | bamb@bre.co.uk | 2018-10-24T00:00:00 | Requirement | Type | TimberFrame-InternalColumnsType1:SoftWood | 0 | ratio | BAMB | BAMB_ElementCommon | DA484DD6-B516-4D1B-0F27-EC180CDB2C65 |  | n/a
MaterialDamageRate_result | bamb@bre.co.uk | 2018-10-24T00:00:00 | Requirement | Type | TimberFrame-InternalColumnsType2:SoftWood | 0 | ratio | BAMB | BAMB_ElementCommon | C196F2E0-C2E7-A13F-1E0F-81ECCCAEAC0D |  | n/a
MaterialDamageRate_result | bamb@bre.co.uk | 2018-10-24T00:00:00 | Requirement | Type | TimberFrame-Beam-Roof:SoftWood | 0 | ratio | BAMB | BAMB_ElementCommon | F6AE868D-8489-5D7E-277B-E7E18EFE0E62 |  | n/a
MaterialDamageRate_result | bamb@bre.co.uk | 2018-10-24T00:00:00 | Requirement | Type | Mezzanine-RockPanel | 0 | ratio | BAMB | BAMB_ElementCommon | 2BBC9F77-AD1B-2C07-B865-F99F01CB1D5F |  | n/a
MaterialDamageRate_result | bamb@bre.co.uk | 2018-10-24T00:00:00 | Requirement | Type | Mezzanine-Joist(softwood) | 0 | ratio | BAMB | BAMB_ElementCommon | BEECED9D-E622-FB4B-F4FC-C705E2D6C8C3 |  | n/a
MaterialDamageRate_result | bamb@bre.co.uk | 2018-10-24T00:00:00 | Requirement | Type | Mezzanine-OSB | 0 | ratio | BAMB | BAMB_ElementCommon | 3E772710-9AF0-73C5-B324-CAE93E86F5AC |  | n/a
MaterialDamageRate_result | bamb@bre.co.uk | 2018-10-24T00:00:00 | Requirement | Type | Mezzanine-AcousticPanel:cementboard | 0 | ratio | BAMB | BAMB_ElementCommon | B2CA97CF-21C5-4A53-95AE-F984E57A3C98 |  | n/a
MaterialDamageRate_result | bamb@bre.co.uk | 2018-10-24T00:00:00 | Requirement | Type | Mezzanine-Floorfinishes:parquet | 0 | ratio | BAMB | BAMB_ElementCommon | EB210EDA-AABE-07FB-E7AD-19D3E6DF9366 |  | n/a
MaterialDamageRate_result | bamb@bre.co.uk | 2018-10-24T00:00:00 | Requirement | Type | PichedRoof-Raftersintimberfin(softwood) | 0 | ratio | BAMB | BAMB_ElementCommon | 930349ED-CDCC-C64F-FC82-85A6E22B0118 |  | n/a
MaterialDamageRate_result | bamb@bre.co.uk | 2018-10-24T00:00:00 | Requirement | Type | PichedRoof-WaterproofMembrane | 0 | ratio | BAMB | BAMB_ElementCommon | E34145C7-5820-CBEB-39CE-0BC6B738EC81 |  | n/a
MaterialDamageRate_result | bamb@bre.co.uk | 2018-10-24T00:00:00 | Requirement | Type | PichedRoof-OSB_1 | 0 | ratio | BAMB | BAMB_ElementCommon | 9E5D0BDD-3336-2C14-88D7-0C7CF568E9D4 |  | n/a
MaterialDamageRate_result | bamb@bre.co.uk | 2018-10-24T00:00:00 | Requirement | Type | PichedRoof-TimberJoist | 0 | ratio | BAMB | BAMB_ElementCommon | EC9C3B3F-4154-1CC2-F027-DC37EE5FC996 |  | n/a
MaterialDamageRate_result | bamb@bre.co.uk | 2018-10-24T00:00:00 | Requirement | Type | PichedRoof-Woodwool | 0 | ratio | BAMB | BAMB_ElementCommon | B541CDB7-E5D5-705D-A4B2-F353F2947F7B |  | n/a
MaterialDamageRate_result | bamb@bre.co.uk | 2018-10-24T00:00:00 | Requirement | Type | PichedRoof-OSB_2 | 0 | ratio | BAMB | BAMB_ElementCommon | 53B75E04-4C5C-83D0-62A4-DA2771F5992B |  | n/a
MaterialDamageRate_result | bamb@bre.co.uk | 2018-10-24T00:00:00 | Requirement | Type | PichedRoofCovering-Corrugatedglalvanisedsteelsheet | 0 | ratio | BAMB | BAMB_ElementCommon | 029AE933-4151-8978-0036-75829B522D83 |  | n/a
MaterialDamageRate_result | bamb@bre.co.uk | 2018-10-24T00:00:00 | Requirement | Type | FlatRoof-MDF(ref:totem) | 0 | ratio | BAMB | BAMB_ElementCommon | 72881B2D-8A78-CE37-248B-695AFD6A9FAE |  | n/a
MaterialDamageRate_result | bamb@bre.co.uk | 2018-10-24T00:00:00 | Requirement | Type | FlatRoof-OSB | 0 | ratio | BAMB | BAMB_ElementCommon | 4814C845-27B3-5398-B20C-11B3CE8377B3 |  | n/a
MaterialDamageRate_result | bamb@bre.co.uk | 2018-10-24T00:00:00 | Requirement | Type | FlatRoof-Cellulose | 0 | ratio | BAMB | BAMB_ElementCommon | 8039D136-A89F-9CA8-679D-D790567B582C |  | n/a
MaterialDamageRate_result | bamb@bre.co.uk | 2018-10-24T00:00:00 | Requirement | Type | FlatRoof-Membranepro-climat | 0 | ratio | BAMB | BAMB_ElementCommon | C6B6FB73-CBE7-0D74-44BF-DC39E7A9F410 |  | n/a
MaterialDamageRate_result | bamb@bre.co.uk | 2018-10-24T00:00:00 | Requirement | Type | FlatRoof-Raftersintimberfin(softwood) | 0 | ratio | BAMB | BAMB_ElementCommon | 912EFE69-3583-1651-E604-666F716EAE1A |  | n/a
MaterialDamageRate_result | bamb@bre.co.uk | 2018-10-24T00:00:00 | Requirement | Type | FlatRoofCovering-EPDM | 0 | ratio | BAMB | BAMB_ElementCommon | 99C729D4-165F-378F-0A57-A0BFB5E48F3D |  | n/a
MaterialDamageRate_result | bamb@bre.co.uk | 2018-10-24T00:00:00 | Requirement | Type | FlatRoof-InternalCeilingFinishes:RockPanel | 0 | ratio | BAMB | BAMB_ElementCommon | 9CB8639C-FB19-A560-5A4A-A4D838F905BD |  | n/a
MaterialDamageRate_result | bamb@bre.co.uk | 2018-10-24T00:00:00 | Requirement | Type | ExternalWallType1A-RockPanel | 0 | ratio | BAMB | BAMB_ElementCommon | 674DBBF9-CBFA-27A9-C64A-F20D1F4C7EE5 |  | n/a
MaterialDamageRate_result | bamb@bre.co.uk | 2018-10-24T00:00:00 | Requirement | Type | ExternalWallType1A-BatteninSoftWood | 0 | ratio | BAMB | BAMB_ElementCommon | 4DC9045B-ED60-8710-D2D1-7CC0198A7CBB |  | n/a
MaterialDamageRate_result | bamb@bre.co.uk | 2018-10-24T00:00:00 | Requirement | Type | ExternalWallType1A-Caisson-MDF(outersheet) | 0 | ratio | BAMB | BAMB_ElementCommon | 242518B2-1137-338C-73D6-8F261DA98678 |  | n/a
MaterialDamageRate_result | bamb@bre.co.uk | 2018-10-24T00:00:00 | Requirement | Type | ExternalWallType1A-Caisson-OSB(sidesheet) | 0 | ratio | BAMB | BAMB_ElementCommon | DE284153-C3FB-67DA-DB73-3B5E244698A0 |  | n/a
MaterialDamageRate_result | bamb@bre.co.uk | 2018-10-24T00:00:00 | Requirement | Type | ExternalWallType1A-Caisson-IJoist(Web)OSB | 0 | ratio | BAMB | BAMB_ElementCommon | 260B88EC-536D-CC64-D3BF-23566C95F904 |  | n/a
MaterialDamageRate_result | bamb@bre.co.uk | 2018-10-24T00:00:00 | Requirement | Type | ExternalWallType1A-Caisson-IJoist(flanges) | 0 | ratio | BAMB | BAMB_ElementCommon | 1016098B-C6B7-BCA5-49B1-88BBD624FA8E |  | n/a
MaterialDamageRate_result | bamb@bre.co.uk | 2018-10-24T00:00:00 | Requirement | Type | ExternalWallType1A-Caisson-Woodwool(againstIJoists) | 0 | ratio | BAMB | BAMB_ElementCommon | B636865D-6B76-A5C9-7FDD-298A37182204 |  | n/a
MaterialDamageRate_result | bamb@bre.co.uk | 2018-10-24T00:00:00 | Requirement | Type | ExternalWallType1A-Caisson-OSB(innersheet) | 0 | ratio | BAMB | BAMB_ElementCommon | 117F8CCB-02A0-1F42-30D8-FE3F1B1A730F |  | n/a
MaterialDamageRate_result | bamb@bre.co.uk | 2018-10-24T00:00:00 | Requirement | Type | ExternalWallType1A-Cellulose | 0 | ratio | BAMB | BAMB_ElementCommon | 318FD3C1-7A0A-DD43-7DE1-A93D0A16FAED |  | n/a
MaterialDamageRate_result | bamb@bre.co.uk | 2018-10-24T00:00:00 | Requirement | Type | ExternalWallType1B-RockPanel | 0 | ratio | BAMB | BAMB_ElementCommon | 9059995C-9C1B-3C16-A91D-C3D5A8CA4C28 |  | n/a
MaterialDamageRate_result | bamb@bre.co.uk | 2018-10-24T00:00:00 | Requirement | Type | ExternalWallType1B-BatteninSoftWood | 0 | ratio | BAMB | BAMB_ElementCommon | 7A302BE8-C757-B8E2-BD21-F8715031CC94 |  | n/a
MaterialDamageRate_result | bamb@bre.co.uk | 2018-10-24T00:00:00 | Requirement | Type | ExternalWallType1B-Caisson-MDF(outersheet) | 0 | ratio | BAMB | BAMB_ElementCommon | 361ACDB5-ACFF-2C11-ED0B-F1A8296A17F1 |  | n/a
MaterialDamageRate_result | bamb@bre.co.uk | 2018-10-24T00:00:00 | Requirement | Type | ExternalWallType1B-Caisson-OSB(sidesheet) | 0 | ratio | BAMB | BAMB_ElementCommon | 54BA1078-5AD5-6565-12B0-014E288A85EC |  | n/a
MaterialDamageRate_result | bamb@bre.co.uk | 2018-10-24T00:00:00 | Requirement | Type | ExternalWallType1B-Caisson-IJoist(Web)OSB | 0 | ratio | BAMB | BAMB_ElementCommon | B0EF418D-58EC-CFC1-4BE9-267AAAFFCC3D |  | n/a
MaterialDamageRate_result | bamb@bre.co.uk | 2018-10-24T00:00:00 | Requirement | Type | ExternalWallType1B-Caisson-IJoist(flanges) | 0 | ratio | BAMB | BAMB_ElementCommon | 2AE82741-3E15-0661-DDFF-25423CA0EEB8 |  | n/a
MaterialDamageRate_result | bamb@bre.co.uk | 2018-10-24T00:00:00 | Requirement | Type | ExternalWallType1B-Caisson-Woodwool(againstIJoists) | 0 | ratio | BAMB | BAMB_ElementCommon | 0E176CFA-C7BD-B93E-A8CF-E1DF5ED46A7F |  | n/a
MaterialDamageRate_result | bamb@bre.co.uk | 2018-10-24T00:00:00 | Requirement | Type | ExternalWallType1B-Caisson-OSB(innersheet) | 0 | ratio | BAMB | BAMB_ElementCommon | 19435038-D389-5C52-6357-6512D60B339D |  | n/a
MaterialDamageRate_result | bamb@bre.co.uk | 2018-10-24T00:00:00 | Requirement | Type | ExternalWallType1B-Cellulose | 0 | ratio | BAMB | BAMB_ElementCommon | 457F5B00-93B2-6DFE-55A4-6D1F3D9B550B |  | n/a
MaterialDamageRate_result | bamb@bre.co.uk | 2018-10-24T00:00:00 | Requirement | Type | ExternalWallType1B-ClayPlasterFinish | 0 | ratio | BAMB | BAMB_ElementCommon | E8E30E64-333F-B3AA-F9C9-F59284E0A068 |  | n/a
MaterialDamageRate_result | bamb@bre.co.uk | 2018-10-24T00:00:00 | Requirement | Type | ExternalWallType2-ReclaimedCedarCladding | 0 | ratio | BAMB | BAMB_ElementCommon | 758F17E3-AA87-2C38-718E-09E12F566435 |  | n/a
MaterialDamageRate_result | bamb@bre.co.uk | 2018-10-24T00:00:00 | Requirement | Type | ExternalWallType2-BatteninSoftWood | 0 | ratio | BAMB | BAMB_ElementCommon | E7175CA4-FE78-15D4-7C8A-C554BBC812A6 |  | n/a
MaterialDamageRate_result | bamb@bre.co.uk | 2018-10-24T00:00:00 | Requirement | Type | ExternalWallType2-Caisson-MDF(outersheet) | 0 | ratio | BAMB | BAMB_ElementCommon | E7D9E9B7-DA30-6E33-B88B-5911EF5D9B18 |  | n/a
MaterialDamageRate_result | bamb@bre.co.uk | 2018-10-24T00:00:00 | Requirement | Type | ExternalWallType2-Caisson-OSB(sidesheet) | 0 | ratio | BAMB | BAMB_ElementCommon | 5E9BFBEC-A471-4BE5-F5A1-C1925AC02436 |  | n/a
MaterialDamageRate_result | bamb@bre.co.uk | 2018-10-24T00:00:00 | Requirement | Type | ExternalWallType2-Caisson-IJoist(Web)OSB | 0 | ratio | BAMB | BAMB_ElementCommon | 175F19E0-6EAD-1F3A-2A94-1FEC82E09D7B |  | n/a
MaterialDamageRate_result | bamb@bre.co.uk | 2018-10-24T00:00:00 | Requirement | Type | ExternalWallType2-Caisson-IJoist(flanges) | 0 | ratio | BAMB | BAMB_ElementCommon | D0D13550-CB98-CFC9-A456-1FA304A3BC3A |  | n/a
MaterialDamageRate_result | bamb@bre.co.uk | 2018-10-24T00:00:00 | Requirement | Type | ExternalWallType2-Caisson-Woodwool(againstIJoists) | 0 | ratio | BAMB | BAMB_ElementCommon | 87B86C92-B47E-C953-2434-D96D76CABB22 |  | n/a
MaterialDamageRate_result | bamb@bre.co.uk | 2018-10-24T00:00:00 | Requirement | Type | ExternalWallType2-Caisson-OSB(innersheet) | 0 | ratio | BAMB | BAMB_ElementCommon | 2C78590A-D485-AE0A-6209-73BD4F16DFC0 |  | n/a
MaterialDamageRate_result | bamb@bre.co.uk | 2018-10-24T00:00:00 | Requirement | Type | ExternalWallType2-Cellulose | 0 | ratio | BAMB | BAMB_ElementCommon | 04344467-017D-B0AA-4448-70323F1890AB |  | n/a
MaterialDamageRate_result | bamb@bre.co.uk | 2018-10-24T00:00:00 | Requirement | Type | ExternalWindows-TimberFrame | 0 | ratio | BAMB | BAMB_ElementCommon | D3375288-C52C-DCA1-BDD2-63EF8C9822D4 |  | n/a
MaterialDamageRate_result | bamb@bre.co.uk | 2018-10-24T00:00:00 | Requirement | Type | ExternalWindows-Glazing(doubleglazed,sealedunit) | 0 | ratio | BAMB | BAMB_ElementCommon | FAFDB722-9B9A-F61E-6A06-35E84091E0C4 |  | n/a
MaterialDamageRate_result | bamb@bre.co.uk | 2018-10-24T00:00:00 | Requirement | Type | InternalwallsandParitions-ClayPlasterFinish | 0 | ratio | BAMB | BAMB_ElementCommon | 9341A9CF-0689-DEE8-E922-057B186865C5 |  | n/a
MaterialDamageRate_result | bamb@bre.co.uk | 2018-10-24T00:00:00 | Requirement | Type | InternalwallsandParitions-ClayBrick | 0 | ratio | BAMB | BAMB_ElementCommon | CF51834E-2DA1-025C-4528-1947D3D2AC2E |  | n/a
MaterialDamageRate_result | bamb@bre.co.uk | 2018-10-24T00:00:00 | Requirement | Type | InternalwallsandParitions-MortarforClayBrick | 0 | ratio | BAMB | BAMB_ElementCommon | 7DB1F5C0-6FFF-A3D5-5790-AAFB843D0FED |  | n/a
ReUsedContent_Result | bamb@bre.co.uk | 2018-10-24T00:00:00 | Requirement | Type | Groundfloor-MDF | 0.63581 | tonne | BAMB | BAMB_ElementCommon | 61DF9511-0D70-2F5B-0DF0-D0FC483C9B1C |  | n/a
ReUsedContent_Result | bamb@bre.co.uk | 2018-10-24T00:00:00 | Requirement | Type | Groundfloor-TimberJoist(softwood) | 0.33744 | tonne | BAMB | BAMB_ElementCommon | F3659ACF-01A5-D9D3-1406-8C4AF8958B3C |  | n/a
ReUsedContent_Result | bamb@bre.co.uk | 2018-10-24T00:00:00 | Requirement | Type | Groundfloor-Cork | 0.4104 | tonne | BAMB | BAMB_ElementCommon | B3201C18-0375-E2DA-9E26-99DB5EFDC323 |  | n/a
ReUsedContent_Result | bamb@bre.co.uk | 2018-10-24T00:00:00 | Requirement | Type | Groundfloor-Woodwool | 2.78 | tonne | BAMB | BAMB_ElementCommon | D0A4266B-99A2-6492-83D7-E1048CEC3080 |  | n/a
ReUsedContent_Result | bamb@bre.co.uk | 2018-10-24T00:00:00 | Requirement | Type | Groundfloor-OSB | 0.74074 | tonne | BAMB | BAMB_ElementCommon | A7F0037D-0ED9-7718-31D3-430292270120 |  | n/a
ReUsedContent_Result | bamb@bre.co.uk | 2018-10-24T00:00:00 | Requirement | Type | Groundfloor-AcousticPanel:cementboard | 0.46987 | tonne | BAMB | BAMB_ElementCommon | E980D9EE-33F8-0517-631D-E493CBB450EE |  | n/a
ReUsedContent_Result | bamb@bre.co.uk | 2018-10-24T00:00:00 | Requirement | Type | Groundfloor-Floorfinishes:parquet | 0.33489 | tonne | BAMB | BAMB_ElementCommon | DF39F8B6-B174-3EF2-6C96-408CD8BBD829 |  | n/a
ReUsedContent_Result | bamb@bre.co.uk | 2018-10-24T00:00:00 | Requirement | Type | TimberFrame-ExternalColumns:SoftWood | 0.15265 | tonne | BAMB | BAMB_ElementCommon | 6668DC1F-260E-1F26-D771-ACEEC803AB39 |  | n/a
ReUsedContent_Result | bamb@bre.co.uk | 2018-10-24T00:00:00 | Requirement | Type | TimberFrame-InternalColumnsType1:SoftWood | 0.13187 | tonne | BAMB | BAMB_ElementCommon | 84BD7062-2293-6B36-02C8-7A4CDFF71AF4 |  | n/a
ReUsedContent_Result | bamb@bre.co.uk | 2018-10-24T00:00:00 | Requirement | Type | TimberFrame-InternalColumnsType2:SoftWood | 0.087912 | tonne | BAMB | BAMB_ElementCommon | 62BB4245-8D8F-BC48-3D67-237071BADF60 |  | n/a
ReUsedContent_Result | bamb@bre.co.uk | 2018-10-24T00:00:00 | Requirement | Type | TimberFrame-Beam-Roof:SoftWood | 0.22422 | tonne | BAMB | BAMB_ElementCommon | 772CCBB6-1865-E210-307F-DC1333ECB849 |  | n/a
ReUsedContent_Result | bamb@bre.co.uk | 2018-10-24T00:00:00 | Requirement | Type | Mezzanine-RockPanel | 0.11379 | tonne | BAMB | BAMB_ElementCommon | 3F4FC616-F23D-5535-5AB6-E0C27CDBCC71 |  | n/a
ReUsedContent_Result | bamb@bre.co.uk | 2018-10-24T00:00:00 | Requirement | Type | Mezzanine-Joist(softwood) | 0.035804 | tonne | BAMB | BAMB_ElementCommon | 306E8423-F3AF-2AD0-1BE1-F3127DD8DBDC |  | n/a
ReUsedContent_Result | bamb@bre.co.uk | 2018-10-24T00:00:00 | Requirement | Type | Mezzanine-OSB | 0.17518 | tonne | BAMB | BAMB_ElementCommon | 4F983112-0369-213A-7A40-6F60FA4A9D64 |  | n/a
ReUsedContent_Result | bamb@bre.co.uk | 2018-10-24T00:00:00 | Requirement | Type | Mezzanine-AcousticPanel:cementboard | 0.11112 | tonne | BAMB | BAMB_ElementCommon | DC4125BC-E9DB-0319-DE2F-D160A36C3578 |  | n/a
ReUsedContent_Result | bamb@bre.co.uk | 2018-10-24T00:00:00 | Requirement | Type | Mezzanine-Floorfinishes:parquet | 0.079201 | tonne | BAMB | BAMB_ElementCommon | DEAC6FF0-B935-875F-6337-235AD41EE177 |  | n/a
ReUsedContent_Result | bamb@bre.co.uk | 2018-10-24T00:00:00 | Requirement | Type | PichedRoof-Raftersintimberfin(softwood) | 0.042791 | tonne | BAMB | BAMB_ElementCommon | 24B04BE4-6802-F1E3-659B-45F841430CCC |  | n/a
ReUsedContent_Result | bamb@bre.co.uk | 2018-10-24T00:00:00 | Requirement | Type | PichedRoof-WaterproofMembrane | 0.14414 | tonne | BAMB | BAMB_ElementCommon | 43F16754-02AA-1679-9FE6-81CA24C27430 |  | n/a
ReUsedContent_Result | bamb@bre.co.uk | 2018-10-24T00:00:00 | Requirement | Type | PichedRoof-OSB_1 | 0.34234 | tonne | BAMB | BAMB_ElementCommon | 5123D70D-A5C6-B94D-644E-192553172A94 |  | n/a
ReUsedContent_Result | bamb@bre.co.uk | 2018-10-24T00:00:00 | Requirement | Type | PichedRoof-TimberJoist | 0.14606 | tonne | BAMB | BAMB_ElementCommon | 35628786-3D88-A4D1-DBAA-E1CB4FDA1229 |  | n/a
ReUsedContent_Result | bamb@bre.co.uk | 2018-10-24T00:00:00 | Requirement | Type | PichedRoof-Woodwool | 3.445 | tonne | BAMB | BAMB_ElementCommon | 6769C005-444E-4AD6-9858-CD31CE4B1B1F |  | n/a
ReUsedContent_Result | bamb@bre.co.uk | 2018-10-24T00:00:00 | Requirement | Type | PichedRoof-OSB_2 | 0.34234 | tonne | BAMB | BAMB_ElementCommon | 45CDB23D-0C50-6F4E-0183-70C25155F3A9 |  | n/a
ReUsedContent_Result | bamb@bre.co.uk | 2018-10-24T00:00:00 | Requirement | Type | PichedRoofCovering-Corrugatedglalvanisedsteelsheet | 0.3564 | tonne | BAMB | BAMB_ElementCommon | 0933366D-AAE5-1D1F-D572-2677163C8A89 |  | n/a
ReUsedContent_Result | bamb@bre.co.uk | 2018-10-24T00:00:00 | Requirement | Type | FlatRoof-MDF(ref:totem) | 0.081104 | tonne | BAMB | BAMB_ElementCommon | B248FEA0-637B-EFBF-A529-01FC77CCC0A8 |  | n/a
ReUsedContent_Result | bamb@bre.co.uk | 2018-10-24T00:00:00 | Requirement | Type | FlatRoof-OSB | 0.10308 | tonne | BAMB | BAMB_ElementCommon | 7B9BDCB8-2B9E-CCA3-5D1F-F5D212DE8F4B |  | n/a
ReUsedContent_Result | bamb@bre.co.uk | 2018-10-24T00:00:00 | Requirement | Type | FlatRoof-Cellulose | 0.088776 | tonne | BAMB | BAMB_ElementCommon | 50BC4C83-749A-5745-3E80-BE87F65D2F42 |  | n/a
ReUsedContent_Result | bamb@bre.co.uk | 2018-10-24T00:00:00 | Requirement | Type | FlatRoof-Membranepro-climat | 0.0017125 | tonne | BAMB | BAMB_ElementCommon | 83680790-FA19-E259-5FB3-FF0A8634A57B |  | n/a
ReUsedContent_Result | bamb@bre.co.uk | 2018-10-24T00:00:00 | Requirement | Type | FlatRoof-Raftersintimberfin(softwood) | 0.0015748 | tonne | BAMB | BAMB_ElementCommon | D17703C0-C17C-9BBE-067A-B19451D1725B |  | n/a
ReUsedContent_Result | bamb@bre.co.uk | 2018-10-24T00:00:00 | Requirement | Type | FlatRoofCovering-EPDM | 0.017118 | tonne | BAMB | BAMB_ElementCommon | 1F02445B-41EE-BBA2-C698-CA92717AF6CA |  | n/a
ReUsedContent_Result | bamb@bre.co.uk | 2018-10-24T00:00:00 | Requirement | Type | FlatRoof-InternalCeilingFinishes:RockPanel | 0.12275 | tonne | BAMB | BAMB_ElementCommon | 359CFDFB-1212-9DAB-C0EA-EABDF54C16BC |  | n/a
ReUsedContent_Result | bamb@bre.co.uk | 2018-10-24T00:00:00 | Requirement | Type | ExternalWallType1A-RockPanel | 0.53939 | tonne | BAMB | BAMB_ElementCommon | 7275039A-7782-D6FD-F451-40AF93B75122 |  | n/a
ReUsedContent_Result | bamb@bre.co.uk | 2018-10-24T00:00:00 | Requirement | Type | ExternalWallType1A-BatteninSoftWood | 0.10108 | tonne | BAMB | BAMB_ElementCommon | 36F862ED-23A1-4B96-723B-47F0A6F33C9A |  | n/a
ReUsedContent_Result | bamb@bre.co.uk | 2018-10-24T00:00:00 | Requirement | Type | ExternalWallType1A-Caisson-MDF(outersheet) | 0.71277 | tonne | BAMB | BAMB_ElementCommon | 387966F3-5190-4289-0A07-BB7AD2C468A6 |  | n/a
ReUsedContent_Result | bamb@bre.co.uk | 2018-10-24T00:00:00 | Requirement | Type | ExternalWallType1A-Caisson-OSB(sidesheet) | 0.34987 | tonne | BAMB | BAMB_ElementCommon | 5B27B576-1A7C-9FCA-E0EA-F9A6A3674290 |  | n/a
ReUsedContent_Result | bamb@bre.co.uk | 2018-10-24T00:00:00 | Requirement | Type | ExternalWallType1A-Caisson-IJoist(Web)OSB | 0.12352 | tonne | BAMB | BAMB_ElementCommon | EE76C9D5-F3AD-F027-5545-B8AC691AD534 |  | n/a
ReUsedContent_Result | bamb@bre.co.uk | 2018-10-24T00:00:00 | Requirement | Type | ExternalWallType1A-Caisson-IJoist(flanges) | 0.09583 | tonne | BAMB | BAMB_ElementCommon | 6E8B5F3E-F191-C070-AC1E-80054D0F409F |  | n/a
ReUsedContent_Result | bamb@bre.co.uk | 2018-10-24T00:00:00 | Requirement | Type | ExternalWallType1A-Caisson-Woodwool(againstIJoists) | 0.2025 | tonne | BAMB | BAMB_ElementCommon | 64B5C7BD-5F83-8236-498C-EBD789140B41 |  | n/a
ReUsedContent_Result | bamb@bre.co.uk | 2018-10-24T00:00:00 | Requirement | Type | ExternalWallType1A-Caisson-OSB(innersheet) | 0.8304 | tonne | BAMB | BAMB_ElementCommon | 93708F13-DF93-1E98-1C55-8BEE0E6BE4DC |  | n/a
ReUsedContent_Result | bamb@bre.co.uk | 2018-10-24T00:00:00 | Requirement | Type | ExternalWallType1A-Cellulose | 0.53434 | tonne | BAMB | BAMB_ElementCommon | 0AA4C8C0-A5C8-8AF2-AD34-4B0D0144A506 |  | n/a
ReUsedContent_Result | bamb@bre.co.uk | 2018-10-24T00:00:00 | Requirement | Type | ExternalWallType1B-RockPanel | 0.27866 | tonne | BAMB | BAMB_ElementCommon | F5FAEE18-B75B-15CA-E5BD-4F242E62D465 |  | n/a
ReUsedContent_Result | bamb@bre.co.uk | 2018-10-24T00:00:00 | Requirement | Type | ExternalWallType1B-BatteninSoftWood | 0.05698 | tonne | BAMB | BAMB_ElementCommon | C979BAEE-E8D3-9CC1-0D52-C037627EA0BF |  | n/a
ReUsedContent_Result | bamb@bre.co.uk | 2018-10-24T00:00:00 | Requirement | Type | ExternalWallType1B-Caisson-MDF(outersheet) | 0.36822 | tonne | BAMB | BAMB_ElementCommon | BC908F7F-4A0B-1AA2-AF65-9176E013C269 |  | n/a
ReUsedContent_Result | bamb@bre.co.uk | 2018-10-24T00:00:00 | Requirement | Type | ExternalWallType1B-Caisson-OSB(sidesheet) | 0.24578 | tonne | BAMB | BAMB_ElementCommon | ED4EB090-6E8C-DB27-8BCA-685A8575699E |  | n/a
ReUsedContent_Result | bamb@bre.co.uk | 2018-10-24T00:00:00 | Requirement | Type | ExternalWallType1B-Caisson-IJoist(Web)OSB | 0.12245 | tonne | BAMB | BAMB_ElementCommon | FD22C66E-9F9A-6B7B-B8A9-2B88ECC98CD2 |  | n/a
ReUsedContent_Result | bamb@bre.co.uk | 2018-10-24T00:00:00 | Requirement | Type | ExternalWallType1B-Caisson-IJoist(flanges) | 0.06734 | tonne | BAMB | BAMB_ElementCommon | 75CB1273-93B5-C081-952B-1D9EC470CE91 |  | n/a
ReUsedContent_Result | bamb@bre.co.uk | 2018-10-24T00:00:00 | Requirement | Type | ExternalWallType1B-Caisson-Woodwool(againstIJoists) | 0.142 | tonne | BAMB | BAMB_ElementCommon | 71C3A87F-69C3-3051-2215-8D843EBECA9F |  | n/a
ReUsedContent_Result | bamb@bre.co.uk | 2018-10-24T00:00:00 | Requirement | Type | ExternalWallType1B-Caisson-OSB(innersheet) | 0.42899 | tonne | BAMB | BAMB_ElementCommon | CA458750-5B40-AABB-9F9F-98B3818FC5A5 |  | n/a
ReUsedContent_Result | bamb@bre.co.uk | 2018-10-24T00:00:00 | Requirement | Type | ExternalWallType1B-Cellulose | 0.2719 | tonne | BAMB | BAMB_ElementCommon | 87BA4748-B288-D489-C5C7-5659FE3FA96B |  | n/a
ReUsedContent_Result | bamb@bre.co.uk | 2018-10-24T00:00:00 | Requirement | Type | ExternalWallType1B-ClayPlasterFinish | 1.0076 | tonne | BAMB | BAMB_ElementCommon | 161DEF16-B85C-6D81-3C8F-A615DDFB0C08 |  | n/a
ReUsedContent_Result | bamb@bre.co.uk | 2018-10-24T00:00:00 | Requirement | Type | ExternalWallType2-ReclaimedCedarCladding | 0.11222 | tonne | BAMB | BAMB_ElementCommon | 7E45DB63-A3A5-F58E-88A6-21590521011A |  | n/a
ReUsedContent_Result | bamb@bre.co.uk | 2018-10-24T00:00:00 | Requirement | Type | ExternalWallType2-BatteninSoftWood | 0.07067 | tonne | BAMB | BAMB_ElementCommon | 631F503A-8BEE-6970-6E0C-63133A02679D |  | n/a
ReUsedContent_Result | bamb@bre.co.uk | 2018-10-24T00:00:00 | Requirement | Type | ExternalWallType2-Caisson-MDF(outersheet) | 0.39546 | tonne | BAMB | BAMB_ElementCommon | 113C68CC-02D6-9202-E725-879691574E69 |  | n/a
ReUsedContent_Result | bamb@bre.co.uk | 2018-10-24T00:00:00 | Requirement | Type | ExternalWallType2-Caisson-OSB(sidesheet) | 0.3135 | tonne | BAMB | BAMB_ElementCommon | 429C4379-3326-5F26-B110-3320260DE549 |  | n/a
ReUsedContent_Result | bamb@bre.co.uk | 2018-10-24T00:00:00 | Requirement | Type | ExternalWallType2-Caisson-IJoist(Web)OSB | 0.15612 | tonne | BAMB | BAMB_ElementCommon | 3CDCCE5B-76B9-94AE-37F4-6486D81DFEEC |  | n/a
ReUsedContent_Result | bamb@bre.co.uk | 2018-10-24T00:00:00 | Requirement | Type | ExternalWallType2-Caisson-IJoist(flanges) | 0.08621 | tonne | BAMB | BAMB_ElementCommon | 174D5E71-43F8-A5BA-43CA-10E01645AE3F |  | n/a
ReUsedContent_Result | bamb@bre.co.uk | 2018-10-24T00:00:00 | Requirement | Type | ExternalWallType2-Caisson-Woodwool(againstIJoists) | 0.2275 | tonne | BAMB | BAMB_ElementCommon | DA981B30-849C-7B93-BCA7-66D2C16C2C4B |  | n/a
ReUsedContent_Result | bamb@bre.co.uk | 2018-10-24T00:00:00 | Requirement | Type | ExternalWallType2-Caisson-OSB(innersheet) | 0.46072 | tonne | BAMB | BAMB_ElementCommon | 15F3C2DA-7EE1-1B05-336D-60579632BE2D |  | n/a
ReUsedContent_Result | bamb@bre.co.uk | 2018-10-24T00:00:00 | Requirement | Type | ExternalWallType2-Cellulose | 0.27187 | tonne | BAMB | BAMB_ElementCommon | 0012B97D-1034-E181-5533-E6B8C79460BF |  | n/a
ReUsedContent_Result | bamb@bre.co.uk | 2018-10-24T00:00:00 | Requirement | Type | ExternalWindows-TimberFrame | 0.02294 | tonne | BAMB | BAMB_ElementCommon | 74F9CC06-D8EA-65DE-F04E-C525D3EDCF6E |  | n/a
ReUsedContent_Result | bamb@bre.co.uk | 2018-10-24T00:00:00 | Requirement | Type | ExternalWindows-Glazing(doubleglazed,sealedunit) | 0.2541 | tonne | BAMB | BAMB_ElementCommon | A1C96452-00F0-7DE5-F2F4-82CDF6E2BC86 |  | n/a
ReUsedContent_Result | bamb@bre.co.uk | 2018-10-24T00:00:00 | Requirement | Type | InternalwallsandParitions-ClayPlasterFinish | 0.38556 | tonne | BAMB | BAMB_ElementCommon | 7C3A48BF-9A30-04D0-ADAF-74D54B560BA5 |  | n/a
ReUsedContent_Result | bamb@bre.co.uk | 2018-10-24T00:00:00 | Requirement | Type | InternalwallsandParitions-ClayBrick | 2.0152 | tonne | BAMB | BAMB_ElementCommon | C984A921-7AF9-0857-DCB1-C5FBADAC1108 |  | n/a
ReUsedContent_Result | bamb@bre.co.uk | 2018-10-24T00:00:00 | Requirement | Type | InternalwallsandParitions-MortarforClayBrick | 0.44185 | tonne | BAMB | BAMB_ElementCommon | AA958D4E-F487-76AF-0F87-7E677E6EA369 |  | n/a
ReclaimedContent_A5_Result | bamb@bre.co.uk | 2018-10-24T00:00:00 | Requirement | Type | Groundfloor-MDF | 0 | ratio | BAMB | BAMB_ElementCommon | F5A751A6-51DA-4C7D-F1B0-8F26CE1BED80 |  | n/a
ReclaimedContent_A5_Result | bamb@bre.co.uk | 2018-10-24T00:00:00 | Requirement | Type | Groundfloor-TimberJoist(softwood) | 0 | ratio | BAMB | BAMB_ElementCommon | 5F9C9A9C-4581-3E2E-C9E3-AF4A197374C0 |  | n/a
ReclaimedContent_A5_Result | bamb@bre.co.uk | 2018-10-24T00:00:00 | Requirement | Type | Groundfloor-Cork | 0 | ratio | BAMB | BAMB_ElementCommon | 0A8E0ED2-DCA7-AAC7-432D-22D8FCEBC19C |  | n/a
ReclaimedContent_A5_Result | bamb@bre.co.uk | 2018-10-24T00:00:00 | Requirement | Type | Groundfloor-Woodwool | 0 | ratio | BAMB | BAMB_ElementCommon | BD8BEC22-157D-A557-5103-F6BF5E3FE3BD |  | n/a
ReclaimedContent_A5_Result | bamb@bre.co.uk | 2018-10-24T00:00:00 | Requirement | Type | Groundfloor-OSB | 0 | ratio | BAMB | BAMB_ElementCommon | D8C42F16-9CAD-13B7-6A7F-5ED91A167766 |  | n/a
ReclaimedContent_A5_Result | bamb@bre.co.uk | 2018-10-24T00:00:00 | Requirement | Type | Groundfloor-AcousticPanel:cementboard | 0 | ratio | BAMB | BAMB_ElementCommon | E64C7A2E-F6B4-C6D5-C0E5-DCB274EED98A |  | n/a
ReclaimedContent_A5_Result | bamb@bre.co.uk | 2018-10-24T00:00:00 | Requirement | Type | Groundfloor-Floorfinishes:parquet | 0 | ratio | BAMB | BAMB_ElementCommon | D16F4255-FDEE-A468-FD1C-FE45F2F479A7 |  | n/a
ReclaimedContent_A5_Result | bamb@bre.co.uk | 2018-10-24T00:00:00 | Requirement | Type | TimberFrame-ExternalColumns:SoftWood | 0 | ratio | BAMB | BAMB_ElementCommon | C31EB80D-716D-1454-D3E3-97A73C48D5A3 |  | n/a
ReclaimedContent_A5_Result | bamb@bre.co.uk | 2018-10-24T00:00:00 | Requirement | Type | TimberFrame-InternalColumnsType1:SoftWood | 0 | ratio | BAMB | BAMB_ElementCommon | 17B6190D-8113-88BF-D75F-705247E59D44 |  | n/a
ReclaimedContent_A5_Result | bamb@bre.co.uk | 2018-10-24T00:00:00 | Requirement | Type | TimberFrame-InternalColumnsType2:SoftWood | 0 | ratio | BAMB | BAMB_ElementCommon | AB31B6AB-9A33-987A-3A7C-0BC22431920B |  | n/a
ReclaimedContent_A5_Result | bamb@bre.co.uk | 2018-10-24T00:00:00 | Requirement | Type | TimberFrame-Beam-Roof:SoftWood | 0 | ratio | BAMB | BAMB_ElementCommon | 0BD8033F-FEAD-AA06-C9DE-072B157C61D3 |  | n/a
ReclaimedContent_A5_Result | bamb@bre.co.uk | 2018-10-24T00:00:00 | Requirement | Type | Mezzanine-RockPanel | 0 | ratio | BAMB | BAMB_ElementCommon | 2DC4C9C5-55D9-0E76-E170-2EF165CF1D7D |  | n/a
ReclaimedContent_A5_Result | bamb@bre.co.uk | 2018-10-24T00:00:00 | Requirement | Type | Mezzanine-Joist(softwood) | 0 | ratio | BAMB | BAMB_ElementCommon | 5877A7CD-4AB3-2129-0106-D5D0AC00E669 |  | n/a
ReclaimedContent_A5_Result | bamb@bre.co.uk | 2018-10-24T00:00:00 | Requirement | Type | Mezzanine-OSB | 0 | ratio | BAMB | BAMB_ElementCommon | A1971625-B7F9-2014-0F1B-B71BC82D41CA |  | n/a
ReclaimedContent_A5_Result | bamb@bre.co.uk | 2018-10-24T00:00:00 | Requirement | Type | Mezzanine-AcousticPanel:cementboard | 0 | ratio | BAMB | BAMB_ElementCommon | 9793BD24-2311-C33B-DA2B-96B9C9F14457 |  | n/a
ReclaimedContent_A5_Result | bamb@bre.co.uk | 2018-10-24T00:00:00 | Requirement | Type | Mezzanine-Floorfinishes:parquet | 0 | ratio | BAMB | BAMB_ElementCommon | 26EB9FB0-A1C9-64D2-BF90-543B94742A18 |  | n/a
ReclaimedContent_A5_Result | bamb@bre.co.uk | 2018-10-24T00:00:00 | Requirement | Type | PichedRoof-Raftersintimberfin(softwood) | 0 | ratio | BAMB | BAMB_ElementCommon | 4F14BC84-B2F0-834F-9EBF-1A2BDB3556AC |  | n/a
ReclaimedContent_A5_Result | bamb@bre.co.uk | 2018-10-24T00:00:00 | Requirement | Type | PichedRoof-WaterproofMembrane | 0 | ratio | BAMB | BAMB_ElementCommon | 29843025-B61D-3EAC-D23F-C8E5E690AE18 |  | n/a
ReclaimedContent_A5_Result | bamb@bre.co.uk | 2018-10-24T00:00:00 | Requirement | Type | PichedRoof-OSB_1 | 0 | ratio | BAMB | BAMB_ElementCommon | 4DCA0085-6250-7AA3-689C-DC6B80EFAD45 |  | n/a
ReclaimedContent_A5_Result | bamb@bre.co.uk | 2018-10-24T00:00:00 | Requirement | Type | PichedRoof-TimberJoist | 0 | ratio | BAMB | BAMB_ElementCommon | 34A766DA-99F5-13AB-8EEF-673EB98DA3F4 |  | n/a
ReclaimedContent_A5_Result | bamb@bre.co.uk | 2018-10-24T00:00:00 | Requirement | Type | PichedRoof-Woodwool | 0 | ratio | BAMB | BAMB_ElementCommon | BF248B74-D68C-5920-6113-6E41769F85A4 |  | n/a
ReclaimedContent_A5_Result | bamb@bre.co.uk | 2018-10-24T00:00:00 | Requirement | Type | PichedRoof-OSB_2 | 0 | ratio | BAMB | BAMB_ElementCommon | FD38C621-34B4-BC26-A6C0-985F3FD068F2 |  | n/a
ReclaimedContent_A5_Result | bamb@bre.co.uk | 2018-10-24T00:00:00 | Requirement | Type | PichedRoofCovering-Corrugatedglalvanisedsteelsheet | 0 | ratio | BAMB | BAMB_ElementCommon | E6B5DAE8-CFC6-8143-731E-049423C3B7D5 |  | n/a
ReclaimedContent_A5_Result | bamb@bre.co.uk | 2018-10-24T00:00:00 | Requirement | Type | FlatRoof-MDF(ref:totem) | 0 | ratio | BAMB | BAMB_ElementCommon | B0AAC095-CBD2-8E7E-59D5-F1B7F8DC00D8 |  | n/a
ReclaimedContent_A5_Result | bamb@bre.co.uk | 2018-10-24T00:00:00 | Requirement | Type | FlatRoof-OSB | 0 | ratio | BAMB | BAMB_ElementCommon | A1AF098D-F4C7-70A7-6A15-0B3E1E6AE66D |  | n/a
ReclaimedContent_A5_Result | bamb@bre.co.uk | 2018-10-24T00:00:00 | Requirement | Type | FlatRoof-Cellulose | 1 | ratio | BAMB | BAMB_ElementCommon | 04A89B1F-39DB-E8C1-C84E-3A015109875F |  | n/a
ReclaimedContent_A5_Result | bamb@bre.co.uk | 2018-10-24T00:00:00 | Requirement | Type | FlatRoof-Membranepro-climat | 0 | ratio | BAMB | BAMB_ElementCommon | F395E7B9-D91A-B8A6-0193-6C3E12086F19 |  | n/a
ReclaimedContent_A5_Result | bamb@bre.co.uk | 2018-10-24T00:00:00 | Requirement | Type | FlatRoof-Raftersintimberfin(softwood) | 0 | ratio | BAMB | BAMB_ElementCommon | D44E87C6-B8EB-D6BC-AB87-DD3012D1A2AB |  | n/a
ReclaimedContent_A5_Result | bamb@bre.co.uk | 2018-10-24T00:00:00 | Requirement | Type | FlatRoofCovering-EPDM | 0 | ratio | BAMB | BAMB_ElementCommon | 5A0834D3-7E17-25A6-44F1-2A426002745A |  | n/a
ReclaimedContent_A5_Result | bamb@bre.co.uk | 2018-10-24T00:00:00 | Requirement | Type | FlatRoof-InternalCeilingFinishes:RockPanel | 0 | ratio | BAMB | BAMB_ElementCommon | 084B323E-4553-AAF9-041C-67603F110901 |  | n/a
ReclaimedContent_A5_Result | bamb@bre.co.uk | 2018-10-24T00:00:00 | Requirement | Type | ExternalWallType1A-RockPanel | 0 | ratio | BAMB | BAMB_ElementCommon | 8CFFC96C-2D23-363E-8107-6762D450A246 |  | n/a
ReclaimedContent_A5_Result | bamb@bre.co.uk | 2018-10-24T00:00:00 | Requirement | Type | ExternalWallType1A-BatteninSoftWood | 0 | ratio | BAMB | BAMB_ElementCommon | EB8E79B4-C0D4-004A-C53D-51DAD310C78E |  | n/a
ReclaimedContent_A5_Result | bamb@bre.co.uk | 2018-10-24T00:00:00 | Requirement | Type | ExternalWallType1A-Caisson-MDF(outersheet) | 0 | ratio | BAMB | BAMB_ElementCommon | 0ACF74EF-1319-9568-30EA-B131287A7E0C |  | n/a
ReclaimedContent_A5_Result | bamb@bre.co.uk | 2018-10-24T00:00:00 | Requirement | Type | ExternalWallType1A-Caisson-OSB(sidesheet) | 0 | ratio | BAMB | BAMB_ElementCommon | F428AB46-800F-9856-F5D3-917748B575EF |  | n/a
ReclaimedContent_A5_Result | bamb@bre.co.uk | 2018-10-24T00:00:00 | Requirement | Type | ExternalWallType1A-Caisson-IJoist(Web)OSB | 0 | ratio | BAMB | BAMB_ElementCommon | A95EAC34-A372-EA6F-836F-B379103B8DB7 |  | n/a
ReclaimedContent_A5_Result | bamb@bre.co.uk | 2018-10-24T00:00:00 | Requirement | Type | ExternalWallType1A-Caisson-IJoist(flanges) | 0 | ratio | BAMB | BAMB_ElementCommon | 9ABAB6AB-ABF8-86D8-85ED-26F708C956F0 |  | n/a
ReclaimedContent_A5_Result | bamb@bre.co.uk | 2018-10-24T00:00:00 | Requirement | Type | ExternalWallType1A-Caisson-Woodwool(againstIJoists) | 0 | ratio | BAMB | BAMB_ElementCommon | D6DF96C5-A7C4-5267-2AEF-89831493F834 |  | n/a
ReclaimedContent_A5_Result | bamb@bre.co.uk | 2018-10-24T00:00:00 | Requirement | Type | ExternalWallType1A-Caisson-OSB(innersheet) | 0 | ratio | BAMB | BAMB_ElementCommon | F7B75141-41DD-BB47-8B1F-C3A82CA50B3F |  | n/a
ReclaimedContent_A5_Result | bamb@bre.co.uk | 2018-10-24T00:00:00 | Requirement | Type | ExternalWallType1A-Cellulose | 1 | ratio | BAMB | BAMB_ElementCommon | D1164392-1BE5-FB7E-B079-6761271F74A8 |  | n/a
ReclaimedContent_A5_Result | bamb@bre.co.uk | 2018-10-24T00:00:00 | Requirement | Type | ExternalWallType1B-RockPanel | 0 | ratio | BAMB | BAMB_ElementCommon | 400B469A-1E24-C55B-2CC8-E690DF860538 |  | n/a
ReclaimedContent_A5_Result | bamb@bre.co.uk | 2018-10-24T00:00:00 | Requirement | Type | ExternalWallType1B-BatteninSoftWood | 0 | ratio | BAMB | BAMB_ElementCommon | 13C76D26-3ECC-63D7-6402-C307A3B15EBD |  | n/a
ReclaimedContent_A5_Result | bamb@bre.co.uk | 2018-10-24T00:00:00 | Requirement | Type | ExternalWallType1B-Caisson-MDF(outersheet) | 0 | ratio | BAMB | BAMB_ElementCommon | EE752EBF-09F2-1741-EC31-F448A243113A |  | n/a
ReclaimedContent_A5_Result | bamb@bre.co.uk | 2018-10-24T00:00:00 | Requirement | Type | ExternalWallType1B-Caisson-OSB(sidesheet) | 0 | ratio | BAMB | BAMB_ElementCommon | 02852E03-389C-C95E-3326-FE53428A5309 |  | n/a
ReclaimedContent_A5_Result | bamb@bre.co.uk | 2018-10-24T00:00:00 | Requirement | Type | ExternalWallType1B-Caisson-IJoist(Web)OSB | 0 | ratio | BAMB | BAMB_ElementCommon | 7216D128-E131-08ED-00F7-54995436D442 |  | n/a
ReclaimedContent_A5_Result | bamb@bre.co.uk | 2018-10-24T00:00:00 | Requirement | Type | ExternalWallType1B-Caisson-IJoist(flanges) | 0 | ratio | BAMB | BAMB_ElementCommon | 712F6A00-F48F-24DC-BBCC-15E4B80A03EF |  | n/a
ReclaimedContent_A5_Result | bamb@bre.co.uk | 2018-10-24T00:00:00 | Requirement | Type | ExternalWallType1B-Caisson-Woodwool(againstIJoists) | 0 | ratio | BAMB | BAMB_ElementCommon | 5A6A65DC-E359-5801-BE5D-52C8613FA5F5 |  | n/a
ReclaimedContent_A5_Result | bamb@bre.co.uk | 2018-10-24T00:00:00 | Requirement | Type | ExternalWallType1B-Caisson-OSB(innersheet) | 0 | ratio | BAMB | BAMB_ElementCommon | AC51DB5D-91C6-E47C-1135-5369A0190148 |  | n/a
ReclaimedContent_A5_Result | bamb@bre.co.uk | 2018-10-24T00:00:00 | Requirement | Type | ExternalWallType1B-Cellulose | 1 | ratio | BAMB | BAMB_ElementCommon | 207451A9-4AE9-52C9-52C5-68F483ACBAAD |  | n/a
ReclaimedContent_A5_Result | bamb@bre.co.uk | 2018-10-24T00:00:00 | Requirement | Type | ExternalWallType1B-ClayPlasterFinish | 0 | ratio | BAMB | BAMB_ElementCommon | 9A021C30-0F23-2452-0B95-4FB95E21CD31 |  | n/a
ReclaimedContent_A5_Result | bamb@bre.co.uk | 2018-10-24T00:00:00 | Requirement | Type | ExternalWallType2-ReclaimedCedarCladding | 0 | ratio | BAMB | BAMB_ElementCommon | B33721C5-B582-42D1-9FFE-F24DA962A1DD |  | n/a
ReclaimedContent_A5_Result | bamb@bre.co.uk | 2018-10-24T00:00:00 | Requirement | Type | ExternalWallType2-BatteninSoftWood | 0 | ratio | BAMB | BAMB_ElementCommon | 9358F815-EB35-575C-A285-1F33643C7E7A |  | n/a
ReclaimedContent_A5_Result | bamb@bre.co.uk | 2018-10-24T00:00:00 | Requirement | Type | ExternalWallType2-Caisson-MDF(outersheet) | 0 | ratio | BAMB | BAMB_ElementCommon | 4F1F8BF9-9778-8DA7-048C-B4367D71B65B |  | n/a
ReclaimedContent_A5_Result | bamb@bre.co.uk | 2018-10-24T00:00:00 | Requirement | Type | ExternalWallType2-Caisson-OSB(sidesheet) | 0 | ratio | BAMB | BAMB_ElementCommon | B20AD377-CA2C-E4D4-29E3-6BAD02569788 |  | n/a
ReclaimedContent_A5_Result | bamb@bre.co.uk | 2018-10-24T00:00:00 | Requirement | Type | ExternalWallType2-Caisson-IJoist(Web)OSB | 0 | ratio | BAMB | BAMB_ElementCommon | 62E32B03-48FA-DEDB-DA88-076640F6A59C |  | n/a
ReclaimedContent_A5_Result | bamb@bre.co.uk | 2018-10-24T00:00:00 | Requirement | Type | ExternalWallType2-Caisson-IJoist(flanges) | 0 | ratio | BAMB | BAMB_ElementCommon | CB8AAA3F-CCED-E17F-F90E-460961B39811 |  | n/a
ReclaimedContent_A5_Result | bamb@bre.co.uk | 2018-10-24T00:00:00 | Requirement | Type | ExternalWallType2-Caisson-Woodwool(againstIJoists) | 0 | ratio | BAMB | BAMB_ElementCommon | 8BA215C8-1532-99B1-2318-20690B445DB3 |  | n/a
ReclaimedContent_A5_Result | bamb@bre.co.uk | 2018-10-24T00:00:00 | Requirement | Type | ExternalWallType2-Caisson-OSB(innersheet) | 0 | ratio | BAMB | BAMB_ElementCommon | 45266E5C-3427-1BD2-2455-03E409245ABA |  | n/a
ReclaimedContent_A5_Result | bamb@bre.co.uk | 2018-10-24T00:00:00 | Requirement | Type | ExternalWallType2-Cellulose | 1 | ratio | BAMB | BAMB_ElementCommon | 1852599F-1EC2-C80B-CBFD-A95EFA9F1959 |  | n/a
ReclaimedContent_A5_Result | bamb@bre.co.uk | 2018-10-24T00:00:00 | Requirement | Type | ExternalWindows-TimberFrame | 0 | ratio | BAMB | BAMB_ElementCommon | 65D2089A-6C1D-3AF8-5DBB-5A89F6100918 |  | n/a
ReclaimedContent_A5_Result | bamb@bre.co.uk | 2018-10-24T00:00:00 | Requirement | Type | ExternalWindows-Glazing(doubleglazed,sealedunit) | 0 | ratio | BAMB | BAMB_ElementCommon | 3D5A53E3-2F59-61E4-98D5-46DD9D919ED2 |  | n/a
ReclaimedContent_A5_Result | bamb@bre.co.uk | 2018-10-24T00:00:00 | Requirement | Type | InternalwallsandParitions-ClayPlasterFinish | 0 | ratio | BAMB | BAMB_ElementCommon | 76DEC5A8-E0BA-8F79-AC60-B79D3D847E26 |  | n/a
ReclaimedContent_A5_Result | bamb@bre.co.uk | 2018-10-24T00:00:00 | Requirement | Type | InternalwallsandParitions-ClayBrick | 0 | ratio | BAMB | BAMB_ElementCommon | AB5177A5-AECF-05D7-A8D8-05631217E728 |  | n/a
ReclaimedContent_A5_Result | bamb@bre.co.uk | 2018-10-24T00:00:00 | Requirement | Type | InternalwallsandParitions-MortarforClayBrick | 0 | ratio | BAMB | BAMB_ElementCommon | 6297A8C6-BC45-D313-8D37-198ED6AE4A82 |  | n/a
ReclaimedContent_A5_mass | bamb@bre.co.uk | 2018-10-24T00:00:00 | Requirement | Type | Groundfloor-MDF | 0 | tonne | BAMB | BAMB_ElementCommon | 308AD814-E400-B2D9-9C67-DA11EC69DF2D |  | n/a
ReclaimedContent_A5_mass | bamb@bre.co.uk | 2018-10-24T00:00:00 | Requirement | Type | Groundfloor-TimberJoist(softwood) | 0 | tonne | BAMB | BAMB_ElementCommon | D3270F6A-872F-F657-7498-B8B2980F09AF |  | n/a
ReclaimedContent_A5_mass | bamb@bre.co.uk | 2018-10-24T00:00:00 | Requirement | Type | Groundfloor-Cork | 0 | tonne | BAMB | BAMB_ElementCommon | 132C537F-195B-6C15-F73D-9E2FC4431170 |  | n/a
ReclaimedContent_A5_mass | bamb@bre.co.uk | 2018-10-24T00:00:00 | Requirement | Type | Groundfloor-Woodwool | 0 | tonne | BAMB | BAMB_ElementCommon | 3CA1BD35-A9C2-52F7-4136-9B0462368C03 |  | n/a
ReclaimedContent_A5_mass | bamb@bre.co.uk | 2018-10-24T00:00:00 | Requirement | Type | Groundfloor-OSB | 0 | tonne | BAMB | BAMB_ElementCommon | 0B15525C-346D-E3F3-D6D8-8A4C8E4D2DD6 |  | n/a
ReclaimedContent_A5_mass | bamb@bre.co.uk | 2018-10-24T00:00:00 | Requirement | Type | Groundfloor-AcousticPanel:cementboard | 0 | tonne | BAMB | BAMB_ElementCommon | B8C098DD-E295-5D36-10F6-B5934812500E |  | n/a
ReclaimedContent_A5_mass | bamb@bre.co.uk | 2018-10-24T00:00:00 | Requirement | Type | Groundfloor-Floorfinishes:parquet | 0 | tonne | BAMB | BAMB_ElementCommon | F19BE3CF-CFC0-D6CC-E82C-6EC54578820F |  | n/a
ReclaimedContent_A5_mass | bamb@bre.co.uk | 2018-10-24T00:00:00 | Requirement | Type | TimberFrame-ExternalColumns:SoftWood | 0 | tonne | BAMB | BAMB_ElementCommon | 4F52D100-B224-0FBD-3D28-6DC6446E01B9 |  | n/a
ReclaimedContent_A5_mass | bamb@bre.co.uk | 2018-10-24T00:00:00 | Requirement | Type | TimberFrame-InternalColumnsType1:SoftWood | 0 | tonne | BAMB | BAMB_ElementCommon | 0806DA6E-861F-394E-15F9-82C4BEACCE45 |  | n/a
ReclaimedContent_A5_mass | bamb@bre.co.uk | 2018-10-24T00:00:00 | Requirement | Type | TimberFrame-InternalColumnsType2:SoftWood | 0 | tonne | BAMB | BAMB_ElementCommon | 534CE14A-B579-5B0E-F653-61CB940632F8 |  | n/a
ReclaimedContent_A5_mass | bamb@bre.co.uk | 2018-10-24T00:00:00 | Requirement | Type | TimberFrame-Beam-Roof:SoftWood | 0 | tonne | BAMB | BAMB_ElementCommon | 219C57F5-C15F-4623-3F3F-40932E72926D |  | n/a
ReclaimedContent_A5_mass | bamb@bre.co.uk | 2018-10-24T00:00:00 | Requirement | Type | Mezzanine-RockPanel | 0 | tonne | BAMB | BAMB_ElementCommon | 0D808E0D-6A07-E928-1B9C-C51798911A14 |  | n/a
ReclaimedContent_A5_mass | bamb@bre.co.uk | 2018-10-24T00:00:00 | Requirement | Type | Mezzanine-Joist(softwood) | 0 | tonne | BAMB | BAMB_ElementCommon | A9FE42E7-BEC1-ADA0-6D60-641F431A964B |  | n/a
ReclaimedContent_A5_mass | bamb@bre.co.uk | 2018-10-24T00:00:00 | Requirement | Type | Mezzanine-OSB | 0 | tonne | BAMB | BAMB_ElementCommon | 133BADF5-E25D-5310-AB15-33F4F03EF5B2 |  | n/a
ReclaimedContent_A5_mass | bamb@bre.co.uk | 2018-10-24T00:00:00 | Requirement | Type | Mezzanine-AcousticPanel:cementboard | 0 | tonne | BAMB | BAMB_ElementCommon | 581D79EA-F83B-40C1-144D-4088B6BB71AD |  | n/a
ReclaimedContent_A5_mass | bamb@bre.co.uk | 2018-10-24T00:00:00 | Requirement | Type | Mezzanine-Floorfinishes:parquet | 0 | tonne | BAMB | BAMB_ElementCommon | 51F3B1F0-81DF-CD12-3DA9-9215A35F1C60 |  | n/a
ReclaimedContent_A5_mass | bamb@bre.co.uk | 2018-10-24T00:00:00 | Requirement | Type | PichedRoof-Raftersintimberfin(softwood) | 0 | tonne | BAMB | BAMB_ElementCommon | 7C4911DA-6CA1-498B-0632-FE4FE0166B8B |  | n/a
ReclaimedContent_A5_mass | bamb@bre.co.uk | 2018-10-24T00:00:00 | Requirement | Type | PichedRoof-WaterproofMembrane | 0 | tonne | BAMB | BAMB_ElementCommon | 3A4C37BC-8137-92EA-1AAB-E0841457694C |  | n/a
ReclaimedContent_A5_mass | bamb@bre.co.uk | 2018-10-24T00:00:00 | Requirement | Type | PichedRoof-OSB_1 | 0 | tonne | BAMB | BAMB_ElementCommon | 1E66A3C6-ECA7-D566-9F91-44B3F912EA9A |  | n/a
ReclaimedContent_A5_mass | bamb@bre.co.uk | 2018-10-24T00:00:00 | Requirement | Type | PichedRoof-TimberJoist | 0 | tonne | BAMB | BAMB_ElementCommon | 01A1E94E-F980-B6FB-E737-977236636C82 |  | n/a
ReclaimedContent_A5_mass | bamb@bre.co.uk | 2018-10-24T00:00:00 | Requirement | Type | PichedRoof-Woodwool | 0 | tonne | BAMB | BAMB_ElementCommon | CEF57D01-4176-919F-A6AE-67A64E17BF22 |  | n/a
ReclaimedContent_A5_mass | bamb@bre.co.uk | 2018-10-24T00:00:00 | Requirement | Type | PichedRoof-OSB_2 | 0 | tonne | BAMB | BAMB_ElementCommon | 8BA0B764-6A3C-FC51-520E-29B6C951A697 |  | n/a
ReclaimedContent_A5_mass | bamb@bre.co.uk | 2018-10-24T00:00:00 | Requirement | Type | PichedRoofCovering-Corrugatedglalvanisedsteelsheet | 0 | tonne | BAMB | BAMB_ElementCommon | 66B71CB8-113E-4645-DBC3-D9455C24DBCF |  | n/a
ReclaimedContent_A5_mass | bamb@bre.co.uk | 2018-10-24T00:00:00 | Requirement | Type | FlatRoof-MDF(ref:totem) | 0 | tonne | BAMB | BAMB_ElementCommon | D2D126E3-F19E-74AA-6779-3260FBDCB191 |  | n/a
ReclaimedContent_A5_mass | bamb@bre.co.uk | 2018-10-24T00:00:00 | Requirement | Type | FlatRoof-OSB | 0 | tonne | BAMB | BAMB_ElementCommon | D07DCF4F-668D-75DD-45BD-746DC7192FBB |  | n/a
ReclaimedContent_A5_mass | bamb@bre.co.uk | 2018-10-24T00:00:00 | Requirement | Type | FlatRoof-Cellulose | 0.088776 | tonne | BAMB | BAMB_ElementCommon | 9E9C551B-A3B0-F476-DE76-7E2F982DFFEC |  | n/a
ReclaimedContent_A5_mass | bamb@bre.co.uk | 2018-10-24T00:00:00 | Requirement | Type | FlatRoof-Membranepro-climat | 0 | tonne | BAMB | BAMB_ElementCommon | A8B4EF4C-9EE6-12AB-C729-DD014321371B |  | n/a
ReclaimedContent_A5_mass | bamb@bre.co.uk | 2018-10-24T00:00:00 | Requirement | Type | FlatRoof-Raftersintimberfin(softwood) | 0 | tonne | BAMB | BAMB_ElementCommon | B7CDF686-6E5B-0514-5264-885EBC552BD2 |  | n/a
ReclaimedContent_A5_mass | bamb@bre.co.uk | 2018-10-24T00:00:00 | Requirement | Type | FlatRoofCovering-EPDM | 0 | tonne | BAMB | BAMB_ElementCommon | 583F9192-8884-375F-8949-D9F202FB210C |  | n/a
ReclaimedContent_A5_mass | bamb@bre.co.uk | 2018-10-24T00:00:00 | Requirement | Type | FlatRoof-InternalCeilingFinishes:RockPanel | 0 | tonne | BAMB | BAMB_ElementCommon | 67FCF26D-AC23-2EB4-09B8-3ADD212CBF3D |  | n/a
ReclaimedContent_A5_mass | bamb@bre.co.uk | 2018-10-24T00:00:00 | Requirement | Type | ExternalWallType1A-RockPanel | 0 | tonne | BAMB | BAMB_ElementCommon | BACAEB51-FC4E-A1D3-C72F-53CAA68DC708 |  | n/a
ReclaimedContent_A5_mass | bamb@bre.co.uk | 2018-10-24T00:00:00 | Requirement | Type | ExternalWallType1A-BatteninSoftWood | 0 | tonne | BAMB | BAMB_ElementCommon | AF203B17-DF4B-1FEC-59E5-9C074F7529C1 |  | n/a
ReclaimedContent_A5_mass | bamb@bre.co.uk | 2018-10-24T00:00:00 | Requirement | Type | ExternalWallType1A-Caisson-MDF(outersheet) | 0 | tonne | BAMB | BAMB_ElementCommon | E8FBA8BE-1623-AAF0-D8F5-BF710CE45C1E |  | n/a
ReclaimedContent_A5_mass | bamb@bre.co.uk | 2018-10-24T00:00:00 | Requirement | Type | ExternalWallType1A-Caisson-OSB(sidesheet) | 0 | tonne | BAMB | BAMB_ElementCommon | 1C2CBF26-C6AE-D1B4-230F-B6C3B3A9F874 |  | n/a
ReclaimedContent_A5_mass | bamb@bre.co.uk | 2018-10-24T00:00:00 | Requirement | Type | ExternalWallType1A-Caisson-IJoist(Web)OSB | 0 | tonne | BAMB | BAMB_ElementCommon | FF5230F3-C71F-B286-4C64-11F68D685588 |  | n/a
ReclaimedContent_A5_mass | bamb@bre.co.uk | 2018-10-24T00:00:00 | Requirement | Type | ExternalWallType1A-Caisson-IJoist(flanges) | 0 | tonne | BAMB | BAMB_ElementCommon | BF566138-2DA4-624F-1C3F-FE3D094E6DA4 |  | n/a
ReclaimedContent_A5_mass | bamb@bre.co.uk | 2018-10-24T00:00:00 | Requirement | Type | ExternalWallType1A-Caisson-Woodwool(againstIJoists) | 0 | tonne | BAMB | BAMB_ElementCommon | 03A44B7F-48A7-3726-7B6C-2D3A02F477B1 |  | n/a
ReclaimedContent_A5_mass | bamb@bre.co.uk | 2018-10-24T00:00:00 | Requirement | Type | ExternalWallType1A-Caisson-OSB(innersheet) | 0 | tonne | BAMB | BAMB_ElementCommon | 5462B632-5C98-D53A-EBFB-30A1D931A55C |  | n/a
ReclaimedContent_A5_mass | bamb@bre.co.uk | 2018-10-24T00:00:00 | Requirement | Type | ExternalWallType1A-Cellulose | 0.53434 | tonne | BAMB | BAMB_ElementCommon | 54261F29-2532-3E36-ECE3-93AE9AE718BE |  | n/a
ReclaimedContent_A5_mass | bamb@bre.co.uk | 2018-10-24T00:00:00 | Requirement | Type | ExternalWallType1B-RockPanel | 0 | tonne | BAMB | BAMB_ElementCommon | 4AB23F94-FF14-C50A-F54A-41A58D30A60C |  | n/a
ReclaimedContent_A5_mass | bamb@bre.co.uk | 2018-10-24T00:00:00 | Requirement | Type | ExternalWallType1B-BatteninSoftWood | 0 | tonne | BAMB | BAMB_ElementCommon | D87B0396-F8BB-669E-2422-ED0D0B691CCC |  | n/a
ReclaimedContent_A5_mass | bamb@bre.co.uk | 2018-10-24T00:00:00 | Requirement | Type | ExternalWallType1B-Caisson-MDF(outersheet) | 0 | tonne | BAMB | BAMB_ElementCommon | 59D4F80C-33B4-83CE-5BA4-09F9FC6C1C05 |  | n/a
ReclaimedContent_A5_mass | bamb@bre.co.uk | 2018-10-24T00:00:00 | Requirement | Type | ExternalWallType1B-Caisson-OSB(sidesheet) | 0 | tonne | BAMB | BAMB_ElementCommon | DCE92A3C-8485-11D3-F7C9-EFAADD912B85 |  | n/a
ReclaimedContent_A5_mass | bamb@bre.co.uk | 2018-10-24T00:00:00 | Requirement | Type | ExternalWallType1B-Caisson-IJoist(Web)OSB | 0 | tonne | BAMB | BAMB_ElementCommon | C290118F-DE4D-3C78-6596-A7DD90FB5D01 |  | n/a
ReclaimedContent_A5_mass | bamb@bre.co.uk | 2018-10-24T00:00:00 | Requirement | Type | ExternalWallType1B-Caisson-IJoist(flanges) | 0 | tonne | BAMB | BAMB_ElementCommon | AB3E2EA9-1FAC-6416-5430-13F326F44466 |  | n/a
ReclaimedContent_A5_mass | bamb@bre.co.uk | 2018-10-24T00:00:00 | Requirement | Type | ExternalWallType1B-Caisson-Woodwool(againstIJoists) | 0 | tonne | BAMB | BAMB_ElementCommon | 23459129-68D9-1EB0-3CC2-24CD2C30DB84 |  | n/a
ReclaimedContent_A5_mass | bamb@bre.co.uk | 2018-10-24T00:00:00 | Requirement | Type | ExternalWallType1B-Caisson-OSB(innersheet) | 0 | tonne | BAMB | BAMB_ElementCommon | 6B9BD024-06D0-FE14-EED3-49EA8A3B7E83 |  | n/a
ReclaimedContent_A5_mass | bamb@bre.co.uk | 2018-10-24T00:00:00 | Requirement | Type | ExternalWallType1B-Cellulose | 0.2719 | tonne | BAMB | BAMB_ElementCommon | 5411D9F9-5ECB-6332-82C9-9A325B87FC6A |  | n/a
ReclaimedContent_A5_mass | bamb@bre.co.uk | 2018-10-24T00:00:00 | Requirement | Type | ExternalWallType1B-ClayPlasterFinish | 0 | tonne | BAMB | BAMB_ElementCommon | D2F3DAC5-CBB4-2629-68EE-01511D125A18 |  | n/a
ReclaimedContent_A5_mass | bamb@bre.co.uk | 2018-10-24T00:00:00 | Requirement | Type | ExternalWallType2-ReclaimedCedarCladding | 0 | tonne | BAMB | BAMB_ElementCommon | ED86095F-518E-B1D3-A678-91734F140278 |  | n/a
ReclaimedContent_A5_mass | bamb@bre.co.uk | 2018-10-24T00:00:00 | Requirement | Type | ExternalWallType2-BatteninSoftWood | 0 | tonne | BAMB | BAMB_ElementCommon | 5A4EF57E-DF37-CB1A-6AD7-96FA132B0AB9 |  | n/a
ReclaimedContent_A5_mass | bamb@bre.co.uk | 2018-10-24T00:00:00 | Requirement | Type | ExternalWallType2-Caisson-MDF(outersheet) | 0 | tonne | BAMB | BAMB_ElementCommon | 99BE060B-EF9D-7B83-E3D7-F635BDE8A159 |  | n/a
ReclaimedContent_A5_mass | bamb@bre.co.uk | 2018-10-24T00:00:00 | Requirement | Type | ExternalWallType2-Caisson-OSB(sidesheet) | 0 | tonne | BAMB | BAMB_ElementCommon | 96310165-B28A-4CB7-7145-733D1A28BB55 |  | n/a
ReclaimedContent_A5_mass | bamb@bre.co.uk | 2018-10-24T00:00:00 | Requirement | Type | ExternalWallType2-Caisson-IJoist(Web)OSB | 0 | tonne | BAMB | BAMB_ElementCommon | 24E86D91-2F74-158F-F456-D58FF6E183DB |  | n/a
ReclaimedContent_A5_mass | bamb@bre.co.uk | 2018-10-24T00:00:00 | Requirement | Type | ExternalWallType2-Caisson-IJoist(flanges) | 0 | tonne | BAMB | BAMB_ElementCommon | D811EE99-67A8-A0E0-F23D-DC25EEB46725 |  | n/a
ReclaimedContent_A5_mass | bamb@bre.co.uk | 2018-10-24T00:00:00 | Requirement | Type | ExternalWallType2-Caisson-Woodwool(againstIJoists) | 0 | tonne | BAMB | BAMB_ElementCommon | 5C025BF2-F70F-D1C7-03FD-92AB75F4098E |  | n/a
ReclaimedContent_A5_mass | bamb@bre.co.uk | 2018-10-24T00:00:00 | Requirement | Type | ExternalWallType2-Caisson-OSB(innersheet) | 0 | tonne | BAMB | BAMB_ElementCommon | 4915191A-C185-0BF4-662C-8CE1728461B1 |  | n/a
ReclaimedContent_A5_mass | bamb@bre.co.uk | 2018-10-24T00:00:00 | Requirement | Type | ExternalWallType2-Cellulose | 0.27187 | tonne | BAMB | BAMB_ElementCommon | 2BFED25D-CAC6-44B4-842B-B71D3C14A81B |  | n/a
ReclaimedContent_A5_mass | bamb@bre.co.uk | 2018-10-24T00:00:00 | Requirement | Type | ExternalWindows-TimberFrame | 0 | tonne | BAMB | BAMB_ElementCommon | 7475A40F-1EBE-FCA5-DC0F-311CDA5369AC |  | n/a
ReclaimedContent_A5_mass | bamb@bre.co.uk | 2018-10-24T00:00:00 | Requirement | Type | ExternalWindows-Glazing(doubleglazed,sealedunit) | 0 | tonne | BAMB | BAMB_ElementCommon | ED75B08A-8CE1-8FD2-7FFE-D129A9E30565 |  | n/a
ReclaimedContent_A5_mass | bamb@bre.co.uk | 2018-10-24T00:00:00 | Requirement | Type | InternalwallsandParitions-ClayPlasterFinish | 0 | tonne | BAMB | BAMB_ElementCommon | DDD142B6-4566-8D25-D46A-F17C0A98C362 |  | n/a
ReclaimedContent_A5_mass | bamb@bre.co.uk | 2018-10-24T00:00:00 | Requirement | Type | InternalwallsandParitions-ClayBrick | 0 | tonne | BAMB | BAMB_ElementCommon | C61D36B1-19DD-B7E6-431B-5F4E52A780F0 |  | n/a
ReclaimedContent_A5_mass | bamb@bre.co.uk | 2018-10-24T00:00:00 | Requirement | Type | InternalwallsandParitions-MortarforClayBrick | 0 | tonne | BAMB | BAMB_ElementCommon | 650F9A01-BC7B-B0A0-4CF5-AEF33D628D1A |  | n/a
ReclaimedContent_A5_mass_future | bamb@bre.co.uk | 2018-10-24T00:00:00 | Requirement | Type | Groundfloor-MDF | 0.63581 | tonne | BAMB | BAMB_ElementCommon | 6C0588E2-F2BD-DFCF-229B-3EC34154F1AC |  | n/a
ReclaimedContent_A5_mass_future | bamb@bre.co.uk | 2018-10-24T00:00:00 | Requirement | Type | Groundfloor-TimberJoist(softwood) | 0.33744 | tonne | BAMB | BAMB_ElementCommon | C39DE50D-35AF-5251-BBEB-ED2825BBA7DF |  | n/a
ReclaimedContent_A5_mass_future | bamb@bre.co.uk | 2018-10-24T00:00:00 | Requirement | Type | Groundfloor-Cork | 0.4104 | tonne | BAMB | BAMB_ElementCommon | 75CF0EFF-FB7C-F8B6-75FA-702D7852164C |  | n/a
ReclaimedContent_A5_mass_future | bamb@bre.co.uk | 2018-10-24T00:00:00 | Requirement | Type | Groundfloor-Woodwool | 2.78 | tonne | BAMB | BAMB_ElementCommon | 38804C7F-32F9-F50B-4D8E-40643D2F94E8 |  | n/a
ReclaimedContent_A5_mass_future | bamb@bre.co.uk | 2018-10-24T00:00:00 | Requirement | Type | Groundfloor-OSB | 0.74074 | tonne | BAMB | BAMB_ElementCommon | 3CFFA39A-FCDE-022A-E144-85ED861076C2 |  | n/a
ReclaimedContent_A5_mass_future | bamb@bre.co.uk | 2018-10-24T00:00:00 | Requirement | Type | Groundfloor-AcousticPanel:cementboard | 0.46987 | tonne | BAMB | BAMB_ElementCommon | 811BE3F7-D95B-1BE5-9452-64723296CBE2 |  | n/a
ReclaimedContent_A5_mass_future | bamb@bre.co.uk | 2018-10-24T00:00:00 | Requirement | Type | Groundfloor-Floorfinishes:parquet | 0.33489 | tonne | BAMB | BAMB_ElementCommon | 8DCEC281-C472-7D8B-22DA-4B6458430605 |  | n/a
ReclaimedContent_A5_mass_future | bamb@bre.co.uk | 2018-10-24T00:00:00 | Requirement | Type | TimberFrame-ExternalColumns:SoftWood | 0.15265 | tonne | BAMB | BAMB_ElementCommon | 2EDEAA8B-9283-8AF0-EA25-F3CAC9F1268B |  | n/a
ReclaimedContent_A5_mass_future | bamb@bre.co.uk | 2018-10-24T00:00:00 | Requirement | Type | TimberFrame-InternalColumnsType1:SoftWood | 0.13187 | tonne | BAMB | BAMB_ElementCommon | FB4EC52F-5A33-6D88-0DD1-186331424E9C |  | n/a
ReclaimedContent_A5_mass_future | bamb@bre.co.uk | 2018-10-24T00:00:00 | Requirement | Type | TimberFrame-InternalColumnsType2:SoftWood | 0.087912 | tonne | BAMB | BAMB_ElementCommon | 2081686D-3C24-F8F6-B1EA-3505BAF59E11 |  | n/a
ReclaimedContent_A5_mass_future | bamb@bre.co.uk | 2018-10-24T00:00:00 | Requirement | Type | TimberFrame-Beam-Roof:SoftWood | 0.22422 | tonne | BAMB | BAMB_ElementCommon | 2C26E499-7719-E213-EF37-3AAF7B519421 |  | n/a
ReclaimedContent_A5_mass_future | bamb@bre.co.uk | 2018-10-24T00:00:00 | Requirement | Type | Mezzanine-RockPanel | 0.11379 | tonne | BAMB | BAMB_ElementCommon | 28BC214F-B08E-A371-54BD-80EBAFF5868B |  | n/a
ReclaimedContent_A5_mass_future | bamb@bre.co.uk | 2018-10-24T00:00:00 | Requirement | Type | Mezzanine-Joist(softwood) | 0.035804 | tonne | BAMB | BAMB_ElementCommon | 8504A199-5E92-08C6-9D8F-85F4C59CEBD2 |  | n/a
ReclaimedContent_A5_mass_future | bamb@bre.co.uk | 2018-10-24T00:00:00 | Requirement | Type | Mezzanine-OSB | 0.17518 | tonne | BAMB | BAMB_ElementCommon | 27A9CA02-1A47-BAB7-BF8A-501F7012A36C |  | n/a
ReclaimedContent_A5_mass_future | bamb@bre.co.uk | 2018-10-24T00:00:00 | Requirement | Type | Mezzanine-AcousticPanel:cementboard | 0.11112 | tonne | BAMB | BAMB_ElementCommon | 2A44FE08-CDE3-5873-0530-9A7A7E022DAD |  | n/a
ReclaimedContent_A5_mass_future | bamb@bre.co.uk | 2018-10-24T00:00:00 | Requirement | Type | Mezzanine-Floorfinishes:parquet | 0.079201 | tonne | BAMB | BAMB_ElementCommon | 6863C4F3-01B4-598B-8788-B0B5F8C12807 |  | n/a
ReclaimedContent_A5_mass_future | bamb@bre.co.uk | 2018-10-24T00:00:00 | Requirement | Type | PichedRoof-Raftersintimberfin(softwood) | 0.042791 | tonne | BAMB | BAMB_ElementCommon | D029B6CD-99FE-AC48-0079-A95616253F04 |  | n/a
ReclaimedContent_A5_mass_future | bamb@bre.co.uk | 2018-10-24T00:00:00 | Requirement | Type | PichedRoof-WaterproofMembrane | 0.14414 | tonne | BAMB | BAMB_ElementCommon | 4633BB24-EDCA-A106-6BDB-9369A77C0C3D |  | n/a
ReclaimedContent_A5_mass_future | bamb@bre.co.uk | 2018-10-24T00:00:00 | Requirement | Type | PichedRoof-OSB_1 | 0.34234 | tonne | BAMB | BAMB_ElementCommon | C5C7CF6C-6377-52BE-1E10-418324B93DD7 |  | n/a
ReclaimedContent_A5_mass_future | bamb@bre.co.uk | 2018-10-24T00:00:00 | Requirement | Type | PichedRoof-TimberJoist | 0.14606 | tonne | BAMB | BAMB_ElementCommon | 09F36DF0-B386-9EAD-A11E-16673ACD78B6 |  | n/a
ReclaimedContent_A5_mass_future | bamb@bre.co.uk | 2018-10-24T00:00:00 | Requirement | Type | PichedRoof-Woodwool | 3.445 | tonne | BAMB | BAMB_ElementCommon | B6C5624F-B190-F33E-7DEF-342A86846A1E |  | n/a
ReclaimedContent_A5_mass_future | bamb@bre.co.uk | 2018-10-24T00:00:00 | Requirement | Type | PichedRoof-OSB_2 | 0.34234 | tonne | BAMB | BAMB_ElementCommon | 41BCE11A-E1A0-E999-2573-1FA8366A575A |  | n/a
ReclaimedContent_A5_mass_future | bamb@bre.co.uk | 2018-10-24T00:00:00 | Requirement | Type | PichedRoofCovering-Corrugatedglalvanisedsteelsheet | 0.3564 | tonne | BAMB | BAMB_ElementCommon | 6D13601B-5D90-D6C6-B705-70DBC2557747 |  | n/a
ReclaimedContent_A5_mass_future | bamb@bre.co.uk | 2018-10-24T00:00:00 | Requirement | Type | FlatRoof-MDF(ref:totem) | 0.081104 | tonne | BAMB | BAMB_ElementCommon | 29B2D564-EF57-AB95-06B4-E7844E5B0DE3 |  | n/a
ReclaimedContent_A5_mass_future | bamb@bre.co.uk | 2018-10-24T00:00:00 | Requirement | Type | FlatRoof-OSB | 0.10308 | tonne | BAMB | BAMB_ElementCommon | 1B877B44-0969-FAD5-C005-8A403E507CC4 |  | n/a
ReclaimedContent_A5_mass_future | bamb@bre.co.uk | 2018-10-24T00:00:00 | Requirement | Type | FlatRoof-Cellulose | 0 | tonne | BAMB | BAMB_ElementCommon | 33ED2DDE-407A-A1B0-934C-8F638106E634 |  | n/a
ReclaimedContent_A5_mass_future | bamb@bre.co.uk | 2018-10-24T00:00:00 | Requirement | Type | FlatRoof-Membranepro-climat | 0.0017125 | tonne | BAMB | BAMB_ElementCommon | C71CE495-9632-7530-9B2B-2EF58ED20C7F |  | n/a
ReclaimedContent_A5_mass_future | bamb@bre.co.uk | 2018-10-24T00:00:00 | Requirement | Type | FlatRoof-Raftersintimberfin(softwood) | 0.0015748 | tonne | BAMB | BAMB_ElementCommon | 0A8AC559-8987-8E74-69A7-54E588958D9C |  | n/a
ReclaimedContent_A5_mass_future | bamb@bre.co.uk | 2018-10-24T00:00:00 | Requirement | Type | FlatRoofCovering-EPDM | 0.017118 | tonne | BAMB | BAMB_ElementCommon | B5194004-C1CA-2FE8-0E3A-4693B27075FF |  | n/a
ReclaimedContent_A5_mass_future | bamb@bre.co.uk | 2018-10-24T00:00:00 | Requirement | Type | FlatRoof-InternalCeilingFinishes:RockPanel | 0.12275 | tonne | BAMB | BAMB_ElementCommon | D83B7D3F-2215-66D8-16E0-B016A18101E0 |  | n/a
ReclaimedContent_A5_mass_future | bamb@bre.co.uk | 2018-10-24T00:00:00 | Requirement | Type | ExternalWallType1A-RockPanel | 0.53939 | tonne | BAMB | BAMB_ElementCommon | 1779FD75-DB3D-0194-CAA9-76FE57D0B8A6 |  | n/a
ReclaimedContent_A5_mass_future | bamb@bre.co.uk | 2018-10-24T00:00:00 | Requirement | Type | ExternalWallType1A-BatteninSoftWood | 0.10108 | tonne | BAMB | BAMB_ElementCommon | 0E7C5E4C-EA89-B4F7-6B8B-3DA18A0FAE75 |  | n/a
ReclaimedContent_A5_mass_future | bamb@bre.co.uk | 2018-10-24T00:00:00 | Requirement | Type | ExternalWallType1A-Caisson-MDF(outersheet) | 0.71277 | tonne | BAMB | BAMB_ElementCommon | A732BED5-57E6-C38F-826E-81154ACBB095 |  | n/a
ReclaimedContent_A5_mass_future | bamb@bre.co.uk | 2018-10-24T00:00:00 | Requirement | Type | ExternalWallType1A-Caisson-OSB(sidesheet) | 0.34987 | tonne | BAMB | BAMB_ElementCommon | 3E7EA4DD-C8EA-B303-FB4B-0C48EEB84AB7 |  | n/a
ReclaimedContent_A5_mass_future | bamb@bre.co.uk | 2018-10-24T00:00:00 | Requirement | Type | ExternalWallType1A-Caisson-IJoist(Web)OSB | 0.12352 | tonne | BAMB | BAMB_ElementCommon | 7FD93048-8CD2-577F-F67F-7CF2B34EB9DE |  | n/a
ReclaimedContent_A5_mass_future | bamb@bre.co.uk | 2018-10-24T00:00:00 | Requirement | Type | ExternalWallType1A-Caisson-IJoist(flanges) | 0.09583 | tonne | BAMB | BAMB_ElementCommon | F7E14EC4-3C72-8B57-A882-322BE67A8090 |  | n/a
ReclaimedContent_A5_mass_future | bamb@bre.co.uk | 2018-10-24T00:00:00 | Requirement | Type | ExternalWallType1A-Caisson-Woodwool(againstIJoists) | 0.2025 | tonne | BAMB | BAMB_ElementCommon | 07BF16F3-34C0-66C1-8A0C-BBAB2AA42DFE |  | n/a
ReclaimedContent_A5_mass_future | bamb@bre.co.uk | 2018-10-24T00:00:00 | Requirement | Type | ExternalWallType1A-Caisson-OSB(innersheet) | 0.8304 | tonne | BAMB | BAMB_ElementCommon | 1206F070-D2E5-B7A4-5AF2-D033CC4D6750 |  | n/a
ReclaimedContent_A5_mass_future | bamb@bre.co.uk | 2018-10-24T00:00:00 | Requirement | Type | ExternalWallType1A-Cellulose | 0 | tonne | BAMB | BAMB_ElementCommon | 4D276A01-12B2-9841-6A1A-7B56069965A0 |  | n/a
ReclaimedContent_A5_mass_future | bamb@bre.co.uk | 2018-10-24T00:00:00 | Requirement | Type | ExternalWallType1B-RockPanel | 0.27866 | tonne | BAMB | BAMB_ElementCommon | EB607068-BEA1-7E76-1A41-A49676A0CB7D |  | n/a
ReclaimedContent_A5_mass_future | bamb@bre.co.uk | 2018-10-24T00:00:00 | Requirement | Type | ExternalWallType1B-BatteninSoftWood | 0.05698 | tonne | BAMB | BAMB_ElementCommon | FA61F752-FB3F-7440-87F7-397CA9481C84 |  | n/a
ReclaimedContent_A5_mass_future | bamb@bre.co.uk | 2018-10-24T00:00:00 | Requirement | Type | ExternalWallType1B-Caisson-MDF(outersheet) | 0.36822 | tonne | BAMB | BAMB_ElementCommon | D5C5B4B9-FBFC-83A2-1AA0-046CFB00E9BC |  | n/a
ReclaimedContent_A5_mass_future | bamb@bre.co.uk | 2018-10-24T00:00:00 | Requirement | Type | ExternalWallType1B-Caisson-OSB(sidesheet) | 0.24578 | tonne | BAMB | BAMB_ElementCommon | BB046124-0D94-14DF-7ADB-0B7291D09C22 |  | n/a
ReclaimedContent_A5_mass_future | bamb@bre.co.uk | 2018-10-24T00:00:00 | Requirement | Type | ExternalWallType1B-Caisson-IJoist(Web)OSB | 0.12245 | tonne | BAMB | BAMB_ElementCommon | 298F3A30-63B7-7A92-D312-C8630324E743 |  | n/a
ReclaimedContent_A5_mass_future | bamb@bre.co.uk | 2018-10-24T00:00:00 | Requirement | Type | ExternalWallType1B-Caisson-IJoist(flanges) | 0.06734 | tonne | BAMB | BAMB_ElementCommon | D847DBAE-879C-4EC4-A439-510AD042B4C6 |  | n/a
ReclaimedContent_A5_mass_future | bamb@bre.co.uk | 2018-10-24T00:00:00 | Requirement | Type | ExternalWallType1B-Caisson-Woodwool(againstIJoists) | 0.142 | tonne | BAMB | BAMB_ElementCommon | 54BE3CB6-1BE2-CBE7-636D-3EC20051B752 |  | n/a
ReclaimedContent_A5_mass_future | bamb@bre.co.uk | 2018-10-24T00:00:00 | Requirement | Type | ExternalWallType1B-Caisson-OSB(innersheet) | 0.42899 | tonne | BAMB | BAMB_ElementCommon | 0601D774-9665-EA7D-63A3-5EF03CBBBF2E |  | n/a
ReclaimedContent_A5_mass_future | bamb@bre.co.uk | 2018-10-24T00:00:00 | Requirement | Type | ExternalWallType1B-Cellulose | 0 | tonne | BAMB | BAMB_ElementCommon | BBB6CCAD-0F6B-E72F-3000-CFE1C8E2F9D3 |  | n/a
ReclaimedContent_A5_mass_future | bamb@bre.co.uk | 2018-10-24T00:00:00 | Requirement | Type | ExternalWallType1B-ClayPlasterFinish | 1.0076 | tonne | BAMB | BAMB_ElementCommon | 915E7CC4-F2E5-A3F1-235C-FB835A1E13FB |  | n/a
ReclaimedContent_A5_mass_future | bamb@bre.co.uk | 2018-10-24T00:00:00 | Requirement | Type | ExternalWallType2-ReclaimedCedarCladding | 0.11222 | tonne | BAMB | BAMB_ElementCommon | 5EA6D983-5904-3895-65F4-2D23CCD42C78 |  | n/a
ReclaimedContent_A5_mass_future | bamb@bre.co.uk | 2018-10-24T00:00:00 | Requirement | Type | ExternalWallType2-BatteninSoftWood | 0.07067 | tonne | BAMB | BAMB_ElementCommon | E9D2351B-2CED-130F-5928-CF8A50EFD690 |  | n/a
ReclaimedContent_A5_mass_future | bamb@bre.co.uk | 2018-10-24T00:00:00 | Requirement | Type | ExternalWallType2-Caisson-MDF(outersheet) | 0.39546 | tonne | BAMB | BAMB_ElementCommon | FA0A1098-747D-D327-61A6-B79123FBCC56 |  | n/a
ReclaimedContent_A5_mass_future | bamb@bre.co.uk | 2018-10-24T00:00:00 | Requirement | Type | ExternalWallType2-Caisson-OSB(sidesheet) | 0.3135 | tonne | BAMB | BAMB_ElementCommon | BC1B3B84-6F61-3C8A-79EA-7B20C9AC4C33 |  | n/a
ReclaimedContent_A5_mass_future | bamb@bre.co.uk | 2018-10-24T00:00:00 | Requirement | Type | ExternalWallType2-Caisson-IJoist(Web)OSB | 0.15612 | tonne | BAMB | BAMB_ElementCommon | 93AEFF8C-4860-4210-8C45-2E06615DFEFD |  | n/a
ReclaimedContent_A5_mass_future | bamb@bre.co.uk | 2018-10-24T00:00:00 | Requirement | Type | ExternalWallType2-Caisson-IJoist(flanges) | 0.08621 | tonne | BAMB | BAMB_ElementCommon | 54C6B2A7-117B-D8F4-0443-67EE953763F6 |  | n/a
ReclaimedContent_A5_mass_future | bamb@bre.co.uk | 2018-10-24T00:00:00 | Requirement | Type | ExternalWallType2-Caisson-Woodwool(againstIJoists) | 0.2275 | tonne | BAMB | BAMB_ElementCommon | A105AB7D-3435-75B6-A2BB-9FCB483EB26C |  | n/a
ReclaimedContent_A5_mass_future | bamb@bre.co.uk | 2018-10-24T00:00:00 | Requirement | Type | ExternalWallType2-Caisson-OSB(innersheet) | 0.46072 | tonne | BAMB | BAMB_ElementCommon | 24AEBE16-BF8F-97B5-3492-55D80449B015 |  | n/a
ReclaimedContent_A5_mass_future | bamb@bre.co.uk | 2018-10-24T00:00:00 | Requirement | Type | ExternalWallType2-Cellulose | 0 | tonne | BAMB | BAMB_ElementCommon | C67202F7-F6A2-D010-D79C-0D627D5BCD3B |  | n/a
ReclaimedContent_A5_mass_future | bamb@bre.co.uk | 2018-10-24T00:00:00 | Requirement | Type | ExternalWindows-TimberFrame | 0.02294 | tonne | BAMB | BAMB_ElementCommon | 423A94D9-A3C1-66C8-3653-7AA542C06DA5 |  | n/a
ReclaimedContent_A5_mass_future | bamb@bre.co.uk | 2018-10-24T00:00:00 | Requirement | Type | ExternalWindows-Glazing(doubleglazed,sealedunit) | 0.2541 | tonne | BAMB | BAMB_ElementCommon | 1C3CE597-EC91-920F-6479-808B8A9B0597 |  | n/a
ReclaimedContent_A5_mass_future | bamb@bre.co.uk | 2018-10-24T00:00:00 | Requirement | Type | InternalwallsandParitions-ClayPlasterFinish | 0.38556 | tonne | BAMB | BAMB_ElementCommon | B8003093-4546-F7E5-128B-2CA6FE9E79DA |  | n/a
ReclaimedContent_A5_mass_future | bamb@bre.co.uk | 2018-10-24T00:00:00 | Requirement | Type | InternalwallsandParitions-ClayBrick | 2.0152 | tonne | BAMB | BAMB_ElementCommon | E8DB8887-CEAE-0386-F832-E09C74E8D78A |  | n/a
ReclaimedContent_A5_mass_future | bamb@bre.co.uk | 2018-10-24T00:00:00 | Requirement | Type | InternalwallsandParitions-MortarforClayBrick | 0.44185 | tonne | BAMB | BAMB_ElementCommon | 2B8CE019-72D3-6D76-2C3C-2A4D691BADB2 |  | n/a
GWP_D | bamb@bre.co.uk | 2018-10-24T00:00:00 | Requirement | Type | Groundfloor-MDF | 0 | kg CO₂ eq. / functional unit | BAMB | BAMB_ClimateChange | D374635D-D12B-8CCF-8F8C-CD83D862F396 |  | n/a
GWP_D | bamb@bre.co.uk | 2018-10-24T00:00:00 | Requirement | Type | Groundfloor-TimberJoist(softwood) | 0 | kg CO₂ eq. / functional unit | BAMB | BAMB_ClimateChange | 55E581F4-67F2-B904-028D-C9E66F76423B |  | n/a
GWP_D | bamb@bre.co.uk | 2018-10-24T00:00:00 | Requirement | Type | Groundfloor-Cork | 0 | kg CO₂ eq. / functional unit | BAMB | BAMB_ClimateChange | 380AB9A0-8F15-BC3A-DC70-BFBD42F1F68A |  | n/a
GWP_D | bamb@bre.co.uk | 2018-10-24T00:00:00 | Requirement | Type | Groundfloor-Woodwool | 0 | kg CO₂ eq. / functional unit | BAMB | BAMB_ClimateChange | D7D09784-DC8D-E8DC-CF14-C25CC9FC304D |  | n/a
GWP_D | bamb@bre.co.uk | 2018-10-24T00:00:00 | Requirement | Type | Groundfloor-OSB | 0 | kg CO₂ eq. / functional unit | BAMB | BAMB_ClimateChange | 6CCB7358-4C7E-EF80-5389-3AEDF212C973 |  | n/a
GWP_D | bamb@bre.co.uk | 2018-10-24T00:00:00 | Requirement | Type | Groundfloor-AcousticPanel:cementboard | 0 | kg CO₂ eq. / functional unit | BAMB | BAMB_ClimateChange | 19D89916-A210-5EB9-72BA-570FD9130178 |  | n/a
GWP_D | bamb@bre.co.uk | 2018-10-24T00:00:00 | Requirement | Type | Groundfloor-Floorfinishes:parquet | 0 | kg CO₂ eq. / functional unit | BAMB | BAMB_ClimateChange | 3D8895EB-F5B1-39FE-3E49-583690BCDDA6 |  | n/a
GWP_D | bamb@bre.co.uk | 2018-10-24T00:00:00 | Requirement | Type | TimberFrame-ExternalColumns:SoftWood | 0 | kg CO₂ eq. / functional unit | BAMB | BAMB_ClimateChange | C3DE3C50-8A35-8925-4C1F-C93210B33F9A |  | n/a
GWP_D | bamb@bre.co.uk | 2018-10-24T00:00:00 | Requirement | Type | TimberFrame-InternalColumnsType1:SoftWood | 0 | kg CO₂ eq. / functional unit | BAMB | BAMB_ClimateChange | A68D9BD6-5C87-3E74-1813-CDDA2DBE37D9 |  | n/a
GWP_D | bamb@bre.co.uk | 2018-10-24T00:00:00 | Requirement | Type | TimberFrame-InternalColumnsType2:SoftWood | 0 | kg CO₂ eq. / functional unit | BAMB | BAMB_ClimateChange | A500BBFA-4A1B-06EE-B0B9-AC14B2F91F9D |  | n/a
GWP_D | bamb@bre.co.uk | 2018-10-24T00:00:00 | Requirement | Type | TimberFrame-Beam-Roof:SoftWood | 0 | kg CO₂ eq. / functional unit | BAMB | BAMB_ClimateChange | AB5E33D7-65A6-783A-0B5F-087471466EC6 |  | n/a
GWP_D | bamb@bre.co.uk | 2018-10-24T00:00:00 | Requirement | Type | Mezzanine-RockPanel | 0 | kg CO₂ eq. / functional unit | BAMB | BAMB_ClimateChange | 520CABC9-2482-7B38-FD1E-F72FCD3D6945 |  | n/a
GWP_D | bamb@bre.co.uk | 2018-10-24T00:00:00 | Requirement | Type | Mezzanine-Joist(softwood) | 0 | kg CO₂ eq. / functional unit | BAMB | BAMB_ClimateChange | 116F8FE0-8066-FB8F-0464-C987F79FCA03 |  | n/a
GWP_D | bamb@bre.co.uk | 2018-10-24T00:00:00 | Requirement | Type | Mezzanine-OSB | 0 | kg CO₂ eq. / functional unit | BAMB | BAMB_ClimateChange | 6E18FED4-E3D8-FE2E-1442-85E880A04325 |  | n/a
GWP_D | bamb@bre.co.uk | 2018-10-24T00:00:00 | Requirement | Type | Mezzanine-AcousticPanel:cementboard | 0 | kg CO₂ eq. / functional unit | BAMB | BAMB_ClimateChange | 6054B49D-8BE9-530B-8EEF-CAF733751C70 |  | n/a
GWP_D | bamb@bre.co.uk | 2018-10-24T00:00:00 | Requirement | Type | Mezzanine-Floorfinishes:parquet | 0 | kg CO₂ eq. / functional unit | BAMB | BAMB_ClimateChange | EDF44F8E-C7F8-3F90-B63B-DC1DCC9D1D51 |  | n/a
GWP_D | bamb@bre.co.uk | 2018-10-24T00:00:00 | Requirement | Type | PichedRoof-Raftersintimberfin(softwood) | 0 | kg CO₂ eq. / functional unit | BAMB | BAMB_ClimateChange | 3AEE9AE3-E423-5446-8A27-30E058CA1F70 |  | n/a
GWP_D | bamb@bre.co.uk | 2018-10-24T00:00:00 | Requirement | Type | PichedRoof-WaterproofMembrane | 0 | kg CO₂ eq. / functional unit | BAMB | BAMB_ClimateChange | C3A68569-5875-FE21-C3E1-A1742C3CA796 |  | n/a
GWP_D | bamb@bre.co.uk | 2018-10-24T00:00:00 | Requirement | Type | PichedRoof-OSB_1 | 0 | kg CO₂ eq. / functional unit | BAMB | BAMB_ClimateChange | D10C36ED-C91B-2A47-9247-6C76FEE88FD4 |  | n/a
GWP_D | bamb@bre.co.uk | 2018-10-24T00:00:00 | Requirement | Type | PichedRoof-TimberJoist | 0 | kg CO₂ eq. / functional unit | BAMB | BAMB_ClimateChange | 86C6D1D3-997B-ECA5-302E-24751153401B |  | n/a
GWP_D | bamb@bre.co.uk | 2018-10-24T00:00:00 | Requirement | Type | PichedRoof-Woodwool | 0 | kg CO₂ eq. / functional unit | BAMB | BAMB_ClimateChange | A56A913B-8672-F483-3063-FC6CF91D6F4C |  | n/a
GWP_D | bamb@bre.co.uk | 2018-10-24T00:00:00 | Requirement | Type | PichedRoof-OSB_2 | 0 | kg CO₂ eq. / functional unit | BAMB | BAMB_ClimateChange | BB87E916-E057-C7F5-B37F-C5EE077AF398 |  | n/a
GWP_D | bamb@bre.co.uk | 2018-10-24T00:00:00 | Requirement | Type | PichedRoofCovering-Corrugatedglalvanisedsteelsheet | 0 | kg CO₂ eq. / functional unit | BAMB | BAMB_ClimateChange | 8CB55457-1A4F-941C-35AD-066E731F2A1E |  | n/a
GWP_D | bamb@bre.co.uk | 2018-10-24T00:00:00 | Requirement | Type | FlatRoof-MDF(ref:totem) | 0 | kg CO₂ eq. / functional unit | BAMB | BAMB_ClimateChange | 7D200CC2-4964-6266-7B7B-61D05F25C01E |  | n/a
GWP_D | bamb@bre.co.uk | 2018-10-24T00:00:00 | Requirement | Type | FlatRoof-OSB | 0 | kg CO₂ eq. / functional unit | BAMB | BAMB_ClimateChange | EAEEE990-C762-CE85-B776-65A7E7CB8478 |  | n/a
GWP_D | bamb@bre.co.uk | 2018-10-24T00:00:00 | Requirement | Type | FlatRoof-Cellulose | 0 | kg CO₂ eq. / functional unit | BAMB | BAMB_ClimateChange | 1CC9ACFE-7CCA-075A-A9D0-A8C398214462 |  | n/a
GWP_D | bamb@bre.co.uk | 2018-10-24T00:00:00 | Requirement | Type | FlatRoof-Membranepro-climat | 0 | kg CO₂ eq. / functional unit | BAMB | BAMB_ClimateChange | BFCAA997-492F-085D-9543-FB3CB0B78501 |  | n/a
GWP_D | bamb@bre.co.uk | 2018-10-24T00:00:00 | Requirement | Type | FlatRoof-Raftersintimberfin(softwood) | 0 | kg CO₂ eq. / functional unit | BAMB | BAMB_ClimateChange | 06EFD639-AF3E-7E96-F03F-816D9F6392D4 |  | n/a
GWP_D | bamb@bre.co.uk | 2018-10-24T00:00:00 | Requirement | Type | FlatRoofCovering-EPDM | 0 | kg CO₂ eq. / functional unit | BAMB | BAMB_ClimateChange | F7D90855-410C-FA32-8D2D-ADAFAF2D38DF |  | n/a
GWP_D | bamb@bre.co.uk | 2018-10-24T00:00:00 | Requirement | Type | FlatRoof-InternalCeilingFinishes:RockPanel | 0 | kg CO₂ eq. / functional unit | BAMB | BAMB_ClimateChange | 730303A9-9EDA-2D56-A0E5-E0D4BCCBEF81 |  | n/a
GWP_D | bamb@bre.co.uk | 2018-10-24T00:00:00 | Requirement | Type | ExternalWallType1A-RockPanel | 0 | kg CO₂ eq. / functional unit | BAMB | BAMB_ClimateChange | 728BE9B6-6264-CA97-84E9-01465E1A9E90 |  | n/a
GWP_D | bamb@bre.co.uk | 2018-10-24T00:00:00 | Requirement | Type | ExternalWallType1A-BatteninSoftWood | 0 | kg CO₂ eq. / functional unit | BAMB | BAMB_ClimateChange | D200A3EC-9418-6EBA-104A-2589B849DA4B |  | n/a
GWP_D | bamb@bre.co.uk | 2018-10-24T00:00:00 | Requirement | Type | ExternalWallType1A-Caisson-MDF(outersheet) | 0 | kg CO₂ eq. / functional unit | BAMB | BAMB_ClimateChange | DA5DEBB6-34A5-ADF9-8701-20F00041FDCB |  | n/a
GWP_D | bamb@bre.co.uk | 2018-10-24T00:00:00 | Requirement | Type | ExternalWallType1A-Caisson-OSB(sidesheet) | 0 | kg CO₂ eq. / functional unit | BAMB | BAMB_ClimateChange | 6CE54FA5-779E-77C1-B471-E4AB03AAC90F |  | n/a
GWP_D | bamb@bre.co.uk | 2018-10-24T00:00:00 | Requirement | Type | ExternalWallType1A-Caisson-IJoist(Web)OSB | 0 | kg CO₂ eq. / functional unit | BAMB | BAMB_ClimateChange | C3BF16F1-0E98-3835-97FB-5949D28E1CB1 |  | n/a
GWP_D | bamb@bre.co.uk | 2018-10-24T00:00:00 | Requirement | Type | ExternalWallType1A-Caisson-IJoist(flanges) | 0 | kg CO₂ eq. / functional unit | BAMB | BAMB_ClimateChange | 31C59053-5C92-52B1-A88A-89C9DD1384EF |  | n/a
GWP_D | bamb@bre.co.uk | 2018-10-24T00:00:00 | Requirement | Type | ExternalWallType1A-Caisson-Woodwool(againstIJoists) | 0 | kg CO₂ eq. / functional unit | BAMB | BAMB_ClimateChange | 028F0BAD-83C9-26AA-A0D5-DC50D0306EAA |  | n/a
GWP_D | bamb@bre.co.uk | 2018-10-24T00:00:00 | Requirement | Type | ExternalWallType1A-Caisson-OSB(innersheet) | 0 | kg CO₂ eq. / functional unit | BAMB | BAMB_ClimateChange | 2D0C0A99-0F00-6E82-690A-BB9B4DCABB40 |  | n/a
GWP_D | bamb@bre.co.uk | 2018-10-24T00:00:00 | Requirement | Type | ExternalWallType1A-Cellulose | 0 | kg CO₂ eq. / functional unit | BAMB | BAMB_ClimateChange | 6FADC474-1465-53D3-193D-CC3C159792F1 |  | n/a
GWP_D | bamb@bre.co.uk | 2018-10-24T00:00:00 | Requirement | Type | ExternalWallType1B-RockPanel | 0 | kg CO₂ eq. / functional unit | BAMB | BAMB_ClimateChange | 186F95C7-670C-F5DD-1D97-0478FAFCBE67 |  | n/a
GWP_D | bamb@bre.co.uk | 2018-10-24T00:00:00 | Requirement | Type | ExternalWallType1B-BatteninSoftWood | 0 | kg CO₂ eq. / functional unit | BAMB | BAMB_ClimateChange | 1EC6B9DC-1444-C132-1F32-873060BB45DF |  | n/a
GWP_D | bamb@bre.co.uk | 2018-10-24T00:00:00 | Requirement | Type | ExternalWallType1B-Caisson-MDF(outersheet) | 0 | kg CO₂ eq. / functional unit | BAMB | BAMB_ClimateChange | DDA95CEC-B233-D526-0D7B-E13ADDDFD7D9 |  | n/a
GWP_D | bamb@bre.co.uk | 2018-10-24T00:00:00 | Requirement | Type | ExternalWallType1B-Caisson-OSB(sidesheet) | 0 | kg CO₂ eq. / functional unit | BAMB | BAMB_ClimateChange | 5BA5B56D-A389-E334-615F-2CFF42CFDD43 |  | n/a
GWP_D | bamb@bre.co.uk | 2018-10-24T00:00:00 | Requirement | Type | ExternalWallType1B-Caisson-IJoist(Web)OSB | 0 | kg CO₂ eq. / functional unit | BAMB | BAMB_ClimateChange | D99AD2F4-7D4D-D08E-69F2-13076F2C6647 |  | n/a
GWP_D | bamb@bre.co.uk | 2018-10-24T00:00:00 | Requirement | Type | ExternalWallType1B-Caisson-IJoist(flanges) | 0 | kg CO₂ eq. / functional unit | BAMB | BAMB_ClimateChange | F386CDDD-926B-A145-C7A3-C5A17137F90C |  | n/a
GWP_D | bamb@bre.co.uk | 2018-10-24T00:00:00 | Requirement | Type | ExternalWallType1B-Caisson-Woodwool(againstIJoists) | 0 | kg CO₂ eq. / functional unit | BAMB | BAMB_ClimateChange | 93D1754D-1288-9E3C-C65E-86FBF5727AA7 |  | n/a
GWP_D | bamb@bre.co.uk | 2018-10-24T00:00:00 | Requirement | Type | ExternalWallType1B-Caisson-OSB(innersheet) | 0 | kg CO₂ eq. / functional unit | BAMB | BAMB_ClimateChange | 4981E2F9-37C0-C86C-8762-DA0F49A299E3 |  | n/a
GWP_D | bamb@bre.co.uk | 2018-10-24T00:00:00 | Requirement | Type | ExternalWallType1B-Cellulose | 0 | kg CO₂ eq. / functional unit | BAMB | BAMB_ClimateChange | E0490198-52FF-E724-7DDB-E145E904124A |  | n/a
GWP_D | bamb@bre.co.uk | 2018-10-24T00:00:00 | Requirement | Type | ExternalWallType1B-ClayPlasterFinish | 0 | kg CO₂ eq. / functional unit | BAMB | BAMB_ClimateChange | 55445D3A-D647-B87D-67E0-961D7CCAD291 |  | n/a
GWP_D | bamb@bre.co.uk | 2018-10-24T00:00:00 | Requirement | Type | ExternalWallType2-ReclaimedCedarCladding | 0 | kg CO₂ eq. / functional unit | BAMB | BAMB_ClimateChange | 00D6EF94-084E-9675-97D5-07E587452846 |  | n/a
GWP_D | bamb@bre.co.uk | 2018-10-24T00:00:00 | Requirement | Type | ExternalWallType2-BatteninSoftWood | 0 | kg CO₂ eq. / functional unit | BAMB | BAMB_ClimateChange | 2BE81A28-BF0D-664C-309F-F6CD70B77E86 |  | n/a
GWP_D | bamb@bre.co.uk | 2018-10-24T00:00:00 | Requirement | Type | ExternalWallType2-Caisson-MDF(outersheet) | 0 | kg CO₂ eq. / functional unit | BAMB | BAMB_ClimateChange | 82EA88B6-DDFE-C422-2CE6-02EDD41CAF6D |  | n/a
GWP_D | bamb@bre.co.uk | 2018-10-24T00:00:00 | Requirement | Type | ExternalWallType2-Caisson-OSB(sidesheet) | 0 | kg CO₂ eq. / functional unit | BAMB | BAMB_ClimateChange | 8756D4CA-EAB6-D181-7900-FFBE1EA531B7 |  | n/a
GWP_D | bamb@bre.co.uk | 2018-10-24T00:00:00 | Requirement | Type | ExternalWallType2-Caisson-IJoist(Web)OSB | 0 | kg CO₂ eq. / functional unit | BAMB | BAMB_ClimateChange | 9A3B7429-018B-3ACA-2AD3-7650BBDE859C |  | n/a
GWP_D | bamb@bre.co.uk | 2018-10-24T00:00:00 | Requirement | Type | ExternalWallType2-Caisson-IJoist(flanges) | 0 | kg CO₂ eq. / functional unit | BAMB | BAMB_ClimateChange | 46EBB002-B1C0-B13A-1692-06F6B1404FEB |  | n/a
GWP_D | bamb@bre.co.uk | 2018-10-24T00:00:00 | Requirement | Type | ExternalWallType2-Caisson-Woodwool(againstIJoists) | 0 | kg CO₂ eq. / functional unit | BAMB | BAMB_ClimateChange | 43F2453A-EEDE-C671-A584-43A36942C5A2 |  | n/a
GWP_D | bamb@bre.co.uk | 2018-10-24T00:00:00 | Requirement | Type | ExternalWallType2-Caisson-OSB(innersheet) | 0 | kg CO₂ eq. / functional unit | BAMB | BAMB_ClimateChange | C21B78A3-77D8-717E-E8D3-013857369ED0 |  | n/a
GWP_D | bamb@bre.co.uk | 2018-10-24T00:00:00 | Requirement | Type | ExternalWallType2-Cellulose | 0 | kg CO₂ eq. / functional unit | BAMB | BAMB_ClimateChange | FEE235D3-CDCF-12AF-D6E5-D747D7050050 |  | n/a
GWP_D | bamb@bre.co.uk | 2018-10-24T00:00:00 | Requirement | Type | ExternalWindows-TimberFrame | 0 | kg CO₂ eq. / functional unit | BAMB | BAMB_ClimateChange | C2610CB5-22EB-576F-0891-CC5090C58AF1 |  | n/a
GWP_D | bamb@bre.co.uk | 2018-10-24T00:00:00 | Requirement | Type | ExternalWindows-Glazing(doubleglazed,sealedunit) | 0 | kg CO₂ eq. / functional unit | BAMB | BAMB_ClimateChange | 17ADA03A-303D-66C4-0320-8E08976E0261 |  | n/a
GWP_D | bamb@bre.co.uk | 2018-10-24T00:00:00 | Requirement | Type | InternalwallsandParitions-ClayPlasterFinish | 0 | kg CO₂ eq. / functional unit | BAMB | BAMB_ClimateChange | 2266ACF7-365B-19B4-B3B9-8D82C73EA86C |  | n/a
GWP_D | bamb@bre.co.uk | 2018-10-24T00:00:00 | Requirement | Type | InternalwallsandParitions-ClayBrick | 0 | kg CO₂ eq. / functional unit | BAMB | BAMB_ClimateChange | 773B3E98-3FCA-A904-69CD-59AE04821AFC |  | n/a
GWP_D | bamb@bre.co.uk | 2018-10-24T00:00:00 | Requirement | Type | InternalwallsandParitions-MortarforClayBrick | 0 | kg CO₂ eq. / functional unit | BAMB | BAMB_ClimateChange | 2DD71B75-C8D9-799E-C49A-6E5E0C1E68D0 |  | n/a

## Coordinate
Name | CreatedBy | CreatedOn | Category | SheetName | RowName | CoordinateXAxis | CoordinateYAxis | CoordinateZAxis | ExtSystem | ExtObject | ExtIdentifier | ClockwiseRotation | ElevationalRotation | YawRotation
00_Ground | n/a@unknown.com | 2019-04-26 12:00 | point | Floor | n/a - Site | -3 | 53 | 200 | BAMB | IfcPlacement | n/a | 0 | 0 | 0
Level 0 | bamb@bre.co.uk | 2018-10-24T00:00:00 | point | Floor | Level 0 | 0 | 100 | 0 | Autodesk Revit 2017 (ENU) | IfcBuildingStorey | 3mb3Is0ED1k9fL_Do620zn | 0 | 0 | 0
Level 1 | bamb@bre.co.uk | 2018-10-24T00:00:00 | point | Floor | Level 1 | 0 | 0 | 4000 | Autodesk Revit 2017 (ENU) | IfcBuildingStorey | 3mb3Is0ED1k9fL_Do620pm | 0 | 0 | 0

## Issue
Name | CreatedBy | CreatedOn | Category | Risk | Chance | Impact | SheetName1 | RowName1 | SheetName2 | RowName2 | Description | Owner | Mitigation | ExtSystem | ExtObject | ExtIdentifier
n/a | n/a@unknown.com | 2019-04-26 12:00 | Environmental | Unknown | Unknown | Unknown | Facility | Building 16 | Facility | Building 16 | n/a | n/a@unknown.com | n/a | BAMB | Pset_Risk | n/a

## PickLists
PEnum__PickList_idx | AppliesToSheet | na | Category_Systems | SheetName | Category | ExtSystem | Phase_Category | ExtSystem | Units_Linear | ExtSystem | Units_Area | ExtSystem | Units_Volume | ExtSystem | Units_Currency | ExtSystem | Units | ExtSystem | MasterUnitsDesc | Units_Mass | ExtSystem | Units_Duration | PEnum_Facility_Units_Frequency | PEnum_Facility_Units_TimeFormat | ExtSystem | Category | ExtSystem | Category | ExtSystem | Category | ExtSystem | Category | ExtSystem | SheetName | ExtSystem | Category | ExtSystem | AssetType | ExtSystem | Category | ExtSystem | Category | ExtSystem | PEnum_Assembly_SheetName | PEnum_Assembly_SheetName2 | Category | ExtSystem | SheetName | Category | ExtSystem | Category | ExtSystem | Category | ExtSystem | Category | ExtSystem | Status | ExtSystem | ApprovalBy | ExtSystem | Category | ExtSystem | Stage | ExtSystem | Units | ExtSystem | Category | ExtSystem | Stage | ExtSystem | Category | ExtSystem | SheetName | Category | ExtSystem | Category | ExtSystem | Chance | ExtSystem | Impact | ExtSystem | Risk | ExtSystem | Category | ExtSystem | ExtObject | ExtObject | ExtObject | ExtObject | ExtObject | ExtObject | ExtObject | ExtObject | ExtObject | ExtObject | ExtObject | ExtObject | ExtObject | ExtObject | ExtObject | ExtObject | ExtObject | ExtObject | ExtObject | ExtObject | ExtObject
na
PEnum_Category_Systems | Introduction | na | Uniclass2015 | Facility | 11-11 00 00 Assembly Facility | OmniClass | CIC 1 : Brief | CIC | millimeters | COBie | m2:squaremeters | Excel:IFC | m3:cubicmeter | Excel:IFC | n/a | COBie | ATTOGRAY | IFC | Unit for absorbed radioactive dose. | kg:kilograms | Excel:COBie | milisecond | real-time continuously | yyyy-mm-ddThh:mm:ss | COBie | Designer | COBie | Floor | COBie | 13-11 00 00 Space Planning Types | OmniClass | Circulation Zone | COBie | Type | COBie | 21-00 00 00 Element | OmniClass | Fixed | COBie | 23-11 00 00 Site Products | OminClass | 21-01 00 00 Substructure | OmniClass | Type | Type | Excluded | COBie | Component | Control | COBie | Lubricant | COBie | Labor | COBie | Adjustment | COBie | Not Yet Started | COBie | Owner Approval | COBie | Cost | COBie | End of life | COBie | kg CO2 eq | BAMB | Certificates | COBie | Approved | COBie | BoundedValue | IFC | Floor | Point | COBie | Change | COBie | Has Occurred | COBie | Very High | COBie | Very High | COBie | 1 | RIBAPoW | IfcProject | IfcSite | IfcBuilding | IfcOrganization | IfcBuildingStorey | IfcSpace | IfcZone | IfcActuatorType | Pset_Warranty | IfcActuator | IfcSystem | IfcRelAggregates | IfcRelConnectsElements | IfcConstructionProductResource | IfcConstructionProductResource | IfcProcedure | IfcPropertySet | IfcDocumentInformation | IfcPropertyObjectReference | IfcAlignmentCurve | IfcApproval
PEnum__SheetName |  | n/a | SFG20 | Floor | 11-12 00 00 Education Facility | OmniClass | CIC 2 : Concept | CIC | meters | COBie | ft2:feetsquare | Excel:IFC | ft3:cubicfeet | Excel:IFC | BAM | ISO 4217 | CENTIGRAY | IFC | Unit for absorbed radioactive dose. | g:GRAMS | Excel:IFC | second | instantly | yyyy/mm/ddThh:mm:ss | COBie | Contractor | COBie | Roof | COBie | 13-13 00 00 Void Areas | OmniClass | Fire Alarm Zone | COBie |  |  | 21-01 00 00 Substructure | OmniClass | Moveable | COBie | 23-13 00 00 Structural and Exterior Enclosure Products | OminClass | 21-01 10 Foundations | OmniClass | Component | Component | Fixed | COBie | Type | Flow | COBie | Part | COBie | Material | COBie | Calibration | COBie | Started | COBie | Contractor Certified | COBie | Climate Change | COBie | Production | COBie | kg CO2 eq / functional unit | BAMB | Client Requirements | COBie | As Built | COBie | EnumeratedValue | IFC | Space | Line-end-one | COBie | Claim | COBie | High | COBie | High | COBie | High | COBie | [5 empty] | IfcPerson | IfcSite | IfcSpatialElement | IfcSpatialZone | IfcActuatorType.ELECTRICACTUATOR |  | IfcActuator.ELECTRICACTUATOR | IfcBuildingSystem | IfcMaterialList | IfcRelConnectsPorts | ifcConstraint | IfcCrewResource | IfcTask | Pset_EnvironmentalImpactValues | IfcDocumentReference | IfcPropertySingleValue | IfcBoundingBox | IfcProcess
PEnum_Facility_Category | Facility | NPD | Uniformat | Space | 11-13 00 00 Public Service Facility | OmniClass | CIC 3 : Design Development | CIC | inches | COBie | km2:squarekilometers | Excel:COBie |  |  | BEG | ISO 4217 | DECAGRAY | IFC | Unit for absorbed radioactive dose. | uk_ton:tonnes | Excel:COBie | minute | minutely | yyyy.mm.ddThh:mm:ss | COBie | Client | COBie | Site | COBie | 13-15 00 00 Wall Spaces | OmniClass | Historical Preservation Zone | COBie |  |  | 21-02 00 00 Shell | OmniClass | Reusable | COBie | 23-15 00 00 Interior and Finish Products | OminClass | 21-01 10 10 Standard Foundations | OmniClass | System | Spare | Included | COBie | System | Return | COBie | PartSet | COBie | Tools | COBie | Emergency | COBie | Completed | COBie | Information Only | COBie | Primary Energy Consumption | COBie |  |  | kg CO2 eq / m2 | BAMB | Closeout Submittals | COBie | Exact Requirement | COBie | ListValue | IFC | Component | Line-end-two | COBie | Coordination | COBie | Moderate | COBie | Moderate | COBie | Moderate | COBie | [5 empty] | IfcPersonAndOrganization |  | IfcExternalSpatialStructureElement | IfcSpatialZone.CONSTRUCTION | IfcActuatorType.HANDOPERATEDACTUATOR |  | IfcActuator.HANDOPERATEDACTUATOR | IfcDistributionSystem | IfcElementAssembly | IfcRelConnectsPortToElement | IfcBuildingElementPart | IfcLaborResource | IfcEvent | Pset_EnvironmentalImpactIndicators | IfcRelAssociatesDocument | Pset_ActionRequest | IfcCartesianPoint | Pset_Risk
PEnum_Facility_Phase_Category | Facility | TBA | OmniClass | Zone | 11-14 00 00 Cultural Facility | OmniClass | CIC 4 : Production Information | CIC | m | Excel | mm2:squaremillimeters | Excel:COBie |  |  | BGL | ISO 4217 | DECIGRAY | IFC | Unit for absorbed radioactive dose. | ton:tonnes | Excel:COBie | hour | hourly | yyyy mm ddThh:mm:ss | COBie | Assessor | COBie |  |  | 13-17 00 00 Encroachment Spaces | OmniClass | Lighting Zone | COBie |  |  | 21-03 00 00 Interiors | OmniClass | Not Reusable | COBie | 23-17 00 00 Openings, Passages, and Protection Products | OminClass | 21-01 10 10 10 Wall Foundations | OmniClass |  |  | Layer | COBie | Assembly | Supply | COBie | Spare | COBie | Training | COBie | Inspection | COBie | [8 empty] | kg CO2 eq / m3 | BAMB | Contract Drawings | COBie | Maximum Requirement | COBie | ReferenceValue | IFC |  | Box-lowerleft | COBie | Environmental | COBie | Low | COBie | Low | COBie | Low | COBie | [7 empty] | IfcExternalSpatialElement | IfcSpatialZone.FIRESAFETY | IfcActuatorType.HYDRAULICACTUATOR |  | IfcActuator.HYDRAULICACTUATOR | IfcStructuralAnalysisModel | IfcElementAssembly | IfcRelConnectsStructuralMember |  | IfcResource | IfcRelSequence | GBL_EPD | IfcControl | Pset_ActorCommon | IfcCurveSegment2D
PEnum_Facility_Units_Linear | Facility | TBC | EWC | Type | 11-15 00 00 Recreation Facility | OmniClass | CIC 5 : Constructed Information | CIC | mm | Excel | yd2:squareyards | Excel:COBie |  |  | BHD | ISO 4217 | EXAGRAY | IFC | Unit for absorbed radioactive dose. | lbm:poundmass | Excel:COBie | day | daily | dd-mm-yyyyThh:mm:ss | COBie | ASSIGNEE | COBie |  |  | 13-21 00 00 Parking Spaces | OmniClass | Occupancy Zone | COBie |  |  | 21-04 00 00 Services | OmniClass |  |  | 23-19 00 00 Specialty Products | OminClass | 21-01 10 10 30 Column Foundations | OmniClass |  |  | Mix | COBie |  | Structural | COBie | SpareSet | COBie |  |  | Operation | COBie | [8 empty] | kg CO2 eq / m | BAMB | Contract Drawings | COBie | Minimum Requirement | COBie | SetValue | IFC |  | Box-upperright | COBie | Function | COBie | Unknown | COBie | Unknown | COBie | Unknown | COBie | [7 empty] | IfcExternalSpatialElement.EXTERNAL | IfcSpatialZone.LIGHTING | IfcActuatorType.NOTDEFINED |  | IfcActuator.NOTDEFINED |  | IfcElementAssembly.ACCESSORY_ASSEMBLY | IfcRelCoversBldgElements |  | IfcConstructionResource | IfcProcess | BAMB_Impact |  | Pset_ActuatorPHistory | IfcDirection
PEnum_Facility_Units_Area | Facility | Null | CAWS | Component | 11-16 00 00 Housing Facility | OmniClass | CIC 6 : Handover | CIC | in | Excel | uk_acre:squareacres | Excel |  |  | BMD | ISO 4217 | FEMTOGRAY | IFC | Unit for absorbed radioactive dose. | ozm:ouncemass | Excel:COBie | week | weekly | dd/mm/yyyyThh:mm:ss | COBie | ASSIGNOR | IFC |  |  | 13-23 00 00 Facility Service Spaces | OmniClass | Ventilation Zone | COBie |  |  | 21-05 00 00 Equipment and Furnishings | OmniClass |  |  | 23-21 00 00 Furnishings, Fixtures and Equipment Products | OminClass | 21-01 10 10 90 Standard Foundation Supplementary Components | OmniClass |  |  | Optional | COBie |  |  |  | Other | COBie |  |  | PM | COBie | [8 empty] | kg CO2 eq / ton | BAMB | Contract Modifications | COBie | Requirement | COBie | SingleValue | IFC |  |  |  | IndoorAirQuality | COBie | [13 empty] | IfcExternalSpatialElement.EXTERNAL_EARTH | IfcSpatialZone.OCCUPANCY | IfcActuatorType.PNEUMATICACTUATOR |  | IfcActuator.PNEUMATICACTUATOR |  | IfcElementAssembly.ARCH | IfcRelFlowControlElements |  | IfcConstructionEquipmentResource |  |  |  | Pset_ActuatorTypeCommon | IfcPlacement
PEnum_Facility_Units_Volume | Facility | nil | SfB | System | 11-17 00 00 Retail Facility | OmniClass | CIC 6A : Post fit-out Handover | CIC | ft | Excel | us_acre:ussquareacres | Excel |  |  | BND | ISO 4217 | GIGAGRAY | IFC | Unit for absorbed radioactive dose. | kg | Excel | month | monthly | dd.mm.yyyyThh:mm:ss | COBie | LESSEE | IFC |  |  | 13-25 00 00 Circulation Spaces | OmniClass | Ownership Zone | COBie |  |  | 21-06 00 00 Special Construction and Demolition | OmniClass |  |  | 23-23 00 00 Conveying Systems and Material Handling Products | OminClass | 21-01 10 20 Special Foundations | OmniClass | [11 empty] | Safety | COBie | [8 empty] | kg CO2 eq / uk_ton | BAMB | Contract Specifications | COBie | Submitted | COBie | TableValue | IFC |  |  |  | Installation | COBie | [13 empty] | IfcExternalSpatialElement.EXTERNAL_WATER | IfcSpatialZone.SECURITY | IfcActuatorType.THERMOSTATICACTUATOR |  | IfcActuator.THERMOSTATICACTUATOR |  | IfcElementAssembly.BEAM_GRID | IfcRelFillsElement |  | IfcConstructionEquipmentResource.DEMOLISHING |  |  |  | Pset_ActuatorTypeElectricActuator | IfcPointOnCurve
PEnum_Facility_Units_Currency | Facility | - | Revit Categories | Assembly | 11-21 00 00 Health Care Facility | OmniClass | CIC 7 : Post Practical Completion | CIC | yd | Excel | ang2:angstroms | Excel |  |  | BRL | ISO 4217 | GRAY | IFC | Unit for absorbed radioactive dose. | g | Excel | quarter | quarterly | dd mm yyyyThh:mm:ss | COBie | LESSOR | IFC |  |  | 13-31 00 00 Education and Training Spaces | OmniClass | Vertical Core Zone | BAMB |  |  | 21-07 00 00 Sitework | OmniClass |  |  | 23-25 00 00 Medical and Laboratory Equipment | OminClass | 21-01 10 20 10 Driven Piles | OmniClass | [11 empty] | ShutDown | COBie | [8 empty] | kg CO2 eq / ft2 | BAMB | Design Data | COBie | S0:WIP | BS1192 | [5 empty] | RFI | COBie | [13 empty] | IfcExternalSpatialElement.EXTERNAL_FIRE | IfcSpatialZone.THERMAL | IfcActuatorType.USERDEFINED |  | IfcActuator.USERDEFINED |  | IfcElementAssembly.BRACED_FRAME | IfcMaterialLayer |  | IfcConstructionEquipmentResource.EARTHMOVING |  |  |  | Pset_ActuatorTypeHydraulicActuator | IfcPointOnSurface
PEnum_Facility_Units | Facility | n/a - inherit from parent | ArchiCAD Classifications 22 | Connection | 11-23 00 00 Hospitality Facility | OmniClass | GRIP 1 : Output definition | GRIP | mi | Excel | ar:are | Excel |  |  | BSD | ISO 4217 | HECTOGRAY | IFC | Unit for absorbed radioactive dose. | uk_ton | Excel | year | yearly | mm-dd-yyyyThh:mm:ss | COBie | LETTINGAGENT | IFC |  |  | 13-33 00 00 Recreation Spaces | OmniClass | Horizontal Core Zone | BAMB |  |  | 21-01 10 10 10 Wall Foundations | OmniClass |  |  | 23-27 00 00 General Facility Services Products | OminClass | 21-01 10 20 15 Bored Piles | OmniClass | [11 empty] | StartUp | COBie | [8 empty] | kg CO2 eq / yd2 | BAMB | Design Review Comment | COBie | S1: | BS1192 | [5 empty] | Safety | COBie | [13 empty] | IfcExternalSpatialElement.USERDEFINED | IfcSpatialZone.TRANSPORT | IfcAirTerminalBoxType |  | IfcAirTerminal |  | IfcElementAssembly.GIRDER | IfcStructuralConnection |  | IfcConstructionEquipmentResource.ERECTING |  |  |  | Pset_ActuatorTypeLinearActuation | IfcVector
PEnum_Facility_Units_Duration | Facility |  | IFC2X1 | Spare | 11-25 00 00 Lodging Facility | OmniClass | GRIP 2 : Pre-feasibility | GRIP | ly | Excel | ly2:lightyear | Excel |  |  | BWP | ISO 4217 | KILOGRAY | IFC | Unit for absorbed radioactive dose. | lbm | Excel | as required | as required | mm/dd/yyyyThh:mm:ss | COBie | OWNER | IFC |  |  | 13-35 00 00 Government Spaces | OmniClass | Vertical Core Drainage Zone | BAMB |  |  | 21-01 10 10 30 Column Foundations | OmniClass |  |  | 23-29 00 00 Facility and Occupant Protection Products | OminClass | 21-01 10 20 20 Caissons | OmniClass | [11 empty] | Testing | COBie | [8 empty] | kg CO2 eq / in2 | BAMB | Manufacturer Field Reports | COBie | S2: | BS1192 | [5 empty] | Specification | COBie | [13 empty] | IfcExternalSpatialElement.NOTDEFIEND | IfcSpatialZone.VENTILATION | IfcAirTerminalBoxType.CONSTANTFLOW |  | IfcAirTerminal.DIFFUSER |  | IfcElementAssembly.REINFORCEMENT_UNIT | IfcStructuralCurveConnection |  | IfcConstructionEquipmentResource.HEATING |  |  |  | Pset_ActuatorTypePneumaticActuator | IfcDirection
PEnum_Contact_Category | Contact |  | IFC2X2 | Resource | 11-27 00 00 Office Facility | OmniClass | GRIP 3 : Options selection | GRIP | cm | Excel | in2:inchsquare | Excel:COBie |  |  | BZD | ISO 4217 | MEGAGRAY | IFC | Unit for absorbed radioactive dose. | ozm | Excel |  | never | mm.dd.yyyyThh:mm:ss | COBie | TENANT | IFC |  |  | 13-37 00 00 Artistic Spaces | OmniClass | Vertical Core Structural Zone | BAMB |  |  | 21-01 10 10 90 Standard Foundation Supplementary Components | OmniClass |  |  | 23-31 00 00 Plumbing Specific Products and Equipment | OminClass | 21-01 10 20 30 Special Foundation Walls | OmniClass | [11 empty] | Trouble | COBie | [8 empty] | kg CO2 eq / mm2 | BAMB | Manufacturer Instructions | COBie | S3: | BS1192 | [20 empty] | IfcSpatialStructureElement | IfcSpatialZone.USERDEFINED | IfcAirTerminalBoxType.NOTDEFINED |  | IfcAirTerminal.GRILLE |  | IfcElementAssembly.RIGID_FRAME | IfcStructuralPointConnection |  | IfcConstructionEquipmentResource.LIGHTING |  |  |  | Pset_ActuatorTypeRotationalActuation | Autodesk.Revit.DB.XYZ
PEnum_Floor_Category | Floor |  | IFC2X3 | Job | 11-29 00 00 Research Facility | OmniClass | GRIP 4 : Single option development | GRIP | KILOMETRE | IFC | mi2:squaremiles | Excel |  |  | CAD | ISO 4217 | MICROGRAY | IFC | Unit for absorbed radioactive dose. | kilograms | COBie |  |  | mm dd yyyyThh:mm:ss | COBie | USERDEFINED | IFC |  |  | 13-41 00 00 Museum Spaces | OmniClass | Vertical Circulation Zone | BAMB |  |  | 21-01 10 10 Standard Foundations | OmniClass |  |  | 23-33 00 00 HVAC Specific Products and Equipment | OminClass | 21-01 10 20 40 Foundation Anchors | OmniClass | [11 empty] | STARTEVENT | IFC | [8 empty] | kg CO2 eq / km2 | BAMB | Operation and Maintenance | COBie | S4: | BS1192 | [20 empty] | IfcBuilding | IfcSpatialZone.NOTDEFINED | IfcAirTerminalBoxType.USERDEFINED |  | IfcAirTerminal.LOUVRE |  | IfcElementAssembly.SLAB_FIELD | IfcStructuralSurfaceConnection |  | IfcConstructionEquipmentResource.PAVING |  |  |  | Pset_AirSideSystemInformation
PEnum_Space_Category | Space |  | IFC2X4 | Impact | 11-35 00 00 Production Facility | OmniClass | GRIP 5 : Detailed design | GRIP | METRE | IFC | cm2:squarecentimeters | Excel:COBie |  |  | CBD | ISO 4217 | MILLIGRAY | IFC | Unit for absorbed radioactive dose. | GRAMS | IFC |  |  | yyyy-mm-dd | COBie | NOTDEFINED | IFC |  |  | 13-45 00 00 Library Spaces | OmniClass |  |  |  |  | 21-01 10 20 10 Driven Piles | OmniClass |  |  | 23-35 00 00 Electrical and Lighting Specific Products and Equipment | OminClass | 21-01 10 20 50 Underpinning | OmniClass | [11 empty] | ENDEVENT | IFC | [8 empty] | kg CO2 eq / mm3 | BAMB | Preconstruction Submittals | COBie | S5: | BS1192 | [20 empty] | IfcBuildingStorey | IfcSpatialZoneType | IfcAirTerminalBoxType.VARIABLEFLOWPRESSUREDEPENDANT |  | IfcAirTerminal.NOTDEFINED |  | IfcElementAssembly.TRUSS |  |  | IfcConstructionEquipmentResource.PUMPING |  |  |  | Pset_AirTerminalBoxPHistory
PEnum_Zone_Category | Zone |  | IFC4X1 | Document | 11-37 00 00 Storage Facility | OmniClass | GRIP 6 : Construction, testing and commissioning | GRIP | MILLIMETRE | IFC | ha:hectares | Excel |  |  | CHF | ISO 4217 | NANOGRAY | IFC | Unit for absorbed radioactive dose. | tonnes | IFC |  |  | yyyy/mm/dd | COBie |  |  |  |  | 13-47 00 00 Spiritual Spaces | OmniClass |  |  |  |  | 21-01 10 20 15 Bored Piles | OmniClass |  |  | 23-37 00 00 Information and Communication Specific Products and Equipment | OminClass | 21-01 10 20 60 Raft Foundations | OmniClass | [11 empty] | INTERMEDIATEEVENT | IFC | [8 empty] | kg CO2 eq / mm | BAMB | Product Data | COBie | S6: | BS1192 | [20 empty] | IfcSite | IfcSpatialZoneType.CONSTRUCTION | IfcAirTerminalBoxType.VARIABLEFLOWPRESSUREINDEPENDANT |  | IfcAirTerminal.REGISTER |  | IfcElementAssembly.USERDEFINED |  |  | IfcConstructionEquipmentResource.TRANSPORTING |  |  |  | Pset_AirTerminalBoxTypeCommon
PEnum_Type_SheetName | Type |  | IFC4X2 | Attribute | 11-41 00 00 Water Infrastructure Facility | OmniClass | GRIP 7 : Scheme handback | GRIP |  |  | m2 | Excel |  |  | CLP | ISO 4217 | PETAGRAY | IFC | Unit for absorbed radioactive dose. | poundmass | IFC |  |  | yyyy.mm.dd | COBie |  |  |  |  | 13-49 00 00 Environmentally Controlled Spaces | OmniClass |  |  |  |  | 21-01 10 20 20 Caissons | OmniClass |  |  | 23-39 00 00 Utility and Transportation Products | OminClass | 21-01 10 20 70 Pile Caps | OmniClass | [11 empty] | USERDEFINED | IFC | [8 empty] | kg CO2 eq / km | BAMB | Punch List Items | COBie | S7: | BS1192 | [20 empty] | IfcSpace.SPACE | IfcSpatialZoneType.FIRESAFETY | IfcAirTerminalType |  | IfcAirTerminal.USERDEFINED |  | IfcElementAssembly.NOTDEFINED |  |  | IfcConstructionEquipmentResource.USERDEFINED |  |  |  | Pset_AirTerminalOccurrence
PEnum_Type_AssetType | Type |  | Excel | Coordinate | 11-43 00 00 Waste Infrastructure Facility | OmniClass | GRIP 8 : Project close out | GRIP |  |  | ft2 | Excel |  |  | CNY | ISO 4217 | PICOGRAY | IFC | Unit for absorbed radioactive dose. | ouncemass | IFC |  |  | yyyy mm dd | COBie |  |  |  |  | 13-51 00 00 Healthcare Spaces | OmniClass |  |  |  |  | 21-01 10 20 30 Special Foundation Walls | OmniClass |  |  | 23-11 11 00 Ground Anchorages | OminClass | 21-01 10 20 80 Grade Beams | OmniClass | [11 empty] | NOTDEFINED | IFC | [8 empty] | Cost / m2 | BAMB | Request for Information | COBie | A: | BS1192 | [20 empty] | IfcSpace.PARKING | IfcSpatialZoneType.LIGHTING | IfcAirTerminalType.DIFFUSER |  | IfcAirTerminalBox |  |  |  |  | IfcConstructionEquipmentResource.NOTDEFINED |  |  |  | Pset_AirTerminalPHistory
PEnum_Type_Category | Type |  | BAMB | Issue | 11-44 00 00 Information Infrastructure Facility | OmniClass | OGC Gateways : 5 onwards | OGC |  |  | km2 | Excel |  |  | CYS | ISO 4217 | TERAGRAY | IFC | Unit for absorbed radioactive dose. |  |  |  |  | dd-mm-yyyy | COBie |  |  |  |  | 13-53 00 00 Laboratory Spaces | OmniClass |  |  |  |  | 21-01 10 20 40 Foundation Anchors | OmniClass |  |  | 23-11 13 00 Ground Improvement Products | OminClass | 21-01 20 Subgrade Enclosures | OmniClass | [11 empty] | ADVICE_CAUTION | IFC | [8 empty] | Cost / Area | BAMB | Requests for Information | COBie | B: | BS1192 | [20 empty] | IfcSpace.GFA | IfcSpatialZoneType.OCCUPANCY | IfcAirTerminalType.GRILLE |  | IfcAirTerminalBox.CONSTANTFLOW |  |  |  |  | IfcConstructionMaterialResource |  |  |  | Pset_AirTerminalTypeCommon
PEnum_Component_Category | Component |  | Autodesk Revit 2017 (ENU) | Phase | 11-51 00 00 Transportation Facility | OmniClass | OGC Gateways : between 0 and 1 | OGC |  |  | mm2 | Excel |  |  | CZK | ISO 4217 | ATTOMOLE | IFC | Unit for amount of substance. |  |  |  |  | dd/mm/yyyy | COBie |  |  |  |  | 13-55 00 00 Commerce Activity Spaces | OmniClass |  |  |  |  | 21-01 10 20 50 Underpinning | OmniClass |  |  | 23-11 15 00 Sheeting and Revetments | OminClass | 21-01 20 10 Walls for Subgrade Enclosures | OmniClass | [11 empty] | ADVICE_NOTE | IFC | [8 empty] | Cost / Year | BAMB | Samples | COBie | CR:ConstructionRecord | BS1192 | [20 empty] | IfcSpace.INTERNAL | IfcSpatialZoneType.SECURITY | IfcAirTerminalType.LOUVRE |  | IfcAirTerminalBox.NOTDEFINED |  |  |  |  | IfcConstructionMaterialResource.AGGREGATES |  |  |  | Pset_AirToAirHeatRecoveryPHistory
GBP
EUR